## Request Form
Fluke Biomedical web page
OPPTY NAME |  |  |  | COMMENTS
Please enter the Oppty Name above in this format: account name, product(s), current date (example, Cleveland Clinic, MPS450, 7/4/2011)
Items in RED are required
REPRESENTATIVE AND MARKET INFORMATION |  | CUSTOMER CONTACT INFORMATION
INDUSTRY |  | FIRST NAME
SALES TERRITORY |  | LAST NAME
REP TERRITORY |  | CONTACT'S TITLE
RELATIONSHIP TYPE |  | BUSINESS PHONE
ESTIMATED CLOSE DATE |  | BUSINESS FAX
QUOTE "EFFECTIVE TO" DATE |  | EMAIL ADDRESS
CUSTOMER (ACCOUNT) NAME AND ADDRESS
COMPANY NAME
STREET 1
STREET 2
CITY
STATE
ZIP
SHIP SET
COMPETITOR
CARE PLAN REMOVAL CODES
CARE PLAN CHOICE
SALES STAGE | CONFIRM QUALIFICATION 10%
MODEL # | ITEM # | DESCRIPTION | QUANTITY | US LIST PRICE | DISCOUNT % | IN FORECAST | CRM REVENUE | NOTES | Line #
[7 empty] | NO |  | 1
[7 empty] | YES |  | 2
[7 empty] | YES |  | 3
[7 empty] | YES |  | 4
[7 empty] | YES |  | 5
[7 empty] | YES |  | 6
[7 empty] | YES |  | 7
[7 empty] | YES |  | 8
[7 empty] | YES |  | 9
[7 empty] | YES |  | 10
[7 empty] | YES |  | 11
[7 empty] | YES |  | 12
[7 empty] | YES |  | 13
[7 empty] | YES |  | 14
[7 empty] | YES |  | 15
[7 empty] | YES |  | 16
[7 empty] | YES |  | 17
[7 empty] | YES |  | 18
[7 empty] | YES |  | 19
[7 empty] | YES |  | 20
INDUSTRIAL OPPORTUNITY NOTE: ONLY QUOTE AT LIST PRICE - NO DISCOUNTING | [6 empty] | CRM REVENUE | Customer notes to be included on quote with INDUSTRIAL Product
MODEL # | ITEM # | DESCRIPTION | QUANITY | US LIST PRICE | NO DISCOUNTS
NO
NO
NO
NO
NO
NO
NO
NO
NO
NO

## Variance Request
Rev 01-15-18
|  | FHS use only | Reason Category |  |  |  | Competitive opportunity |  |  | Competitive opportunity | Discount according to competitive Market conditions
[10 empty] | Customer Budget | Discount to align with customer budget restriction
Customer Name | [9 empty] | Quantity discount | Volume based incentive
| 0 |  |  |  | Expected Order Date: | 0 |  |  |  | Incentive to purchase more | Strategic relationship building
Opportunity Name | [9 empty] | Order earlier | Incentive based on order timing (pulling in)
| 0 | [8 empty] | Grey Market | To avoid cross region buying and selling
[5 empty] | Standard Program |  | Requested Discount
Line # | Qty | Model/Product | List Price | List Total | Discount | Net Total | Discount | Net Total | Total Discount
1 | 0 | 0 | 0 |  |  |  | 0% |  | 0
2 | 0 | 0 | 0 |  |  |  | 0% |  | 0
3 | 0 | 0 | 0 |  |  |  | 0% |  | 0
4 | 0 | 0 | 0 |  |  |  | 0% |  | 0
5 | 0 | 0 | 0 |  |  |  | 0% |  | 0
6 | 0 | 0 | 0 |  |  |  | 0% |  | 0
7 | 0 | 0 | 0 |  |  |  | 0% |  | 0
8 | 0 | 0 | 0 |  |  |  | 0% |  | 0
9 | 0 | 0 | 0 |  |  |  | 0% |  | 0
10 | 0 | 0 | 0 |  |  |  | 0% |  | 0
11 | 0 | 0 | 0 |  |  |  | 0% |  | 0
12 | 0 | 0 | 0 |  |  |  | 0% |  | 0
13 | 0 | 0 | 0 |  |  |  | 0% |  | 0
14 | 0 | 0 | 0 |  |  |  | 0% |  | 0
15 | 0 | 0 | 0 |  |  |  | 0% |  | 0
16 | 0 | 0 | 0 |  |  |  | 0% |  | 0
17 | 0 | 0 | 0 |  |  |  | 0% |  | 0
18 | 0 | 0 | 0 |  |  |  | 0% |  | 0
19 | 0 | 0 | 0 |  |  |  | 0% |  | 0
20 | 0 | 0 | 0 |  |  |  | 0% |  | 0
|  | Total |  | 0 |  | 0 |  | 0 | 0
|  | Total Discount |  |  |  | 0 |  | 0 | 0
Additional details: 1. Why do you think FHS should provide a price concession? 2. What is the competition, which model(s) & at what price?
|  | Delegation of Authority: | Global FHS
|  |  | Discount Level | Approver
|  |  | < $100 | ISS (Americas only)
|  |  | 0% | RSM/DAM
|  |  | < 4% up to $5,000 | Sales Director
|  |  | >4% up to $15,000 | WW Sales VP
|  |  | > $15,000 | GM
FHS Price Variance Request

## 2021 Price List
Model Group Name | Market Model Name | Model | Fluke Part Number | Description | MSRP in USD
Automation & Software | ANSUR | 11000 | 2462982 | ANSUR TEST EXECUTIVE - MAIN PROGRAM | 1125
Automation & Software | ANSUR | 11200 | 2463016 | ANSUR TEST SOFTWARE - QA-90 PLUG-IN | 1125
Automation & Software | ANSUR | 15200 | 2461979 | ANSUR TEST SOFTWARE - QA-IDS/LAGU PLUG-IN | 1200
Automation & Software | ANSUR | ANSUR QA-ES | 2461802 | ANSUR TEST SOFTWARE QA-ES PLUG-IN LICENSE | 1200
Automation & Software | ANSUR | ANSUR ESA612 | 3454829 | ANSUR TEST SOFTWARE, ESA612 PLUG-IN LICENSE | 1200
Automation & Software | ANSUR | ANSUR ESA615 | 4165219 | ANSUR TEST SOFTWARE, ESA615 PLUG-IN LICENSE | 1200
Automation & Software | ANSUR | ANSUR ESA620 | 3116463 | ANSUR TEST SOFTWARE, ESA620 PLUG-IN LICENSE | 1200
Automation & Software | ANSUR | ANSUR IDA-4 PLUS | 3935677 | ANSUR TEST SOFTWARE, IDA-4 PLUS PLUG-IN LICENSE | 1200
Automation & Software | ANSUR | ANSUR IDA-5 | 4354503 | ANSUR TEST SOFTWARE, IDA-5 PLUG-IN LICENSE | 1200
Automation & Software | ANSUR | ANSUR IMPULSE 4000 | 2817641 | ANSUR TEST SOFTWARE, IMPULSE 4000 PLUG-IN LICENSE | 1200
Automation & Software | ANSUR | ANSUR INDEX 2 | 2817203 | ANSUR TEST SOFTWARE, INDEX 2 PLUG-IN LICENSE | 1200
Automation & Software | ANSUR | ANSUR PROSIM 6/8 | 4034627 | ANSUR TEST SOFTWARE, PROSIM 6/8 PLUG-IN LICENSE | 1200
Automation & Software | ANSUR | 17520 | 2462644 | ANSUR TEST SOFTWARE, QA-1290 PLUG-IN | 1200
Automation & Software | ANSUR | 13600 | 2461775 | ANSUR TEST SOFTWARE, QA-40M/45 PLUG-IN | 1200
Automation & Software | ANSUR | ANSUR AQ-ES MK III | 4704312 | ANSUR TEST SOFTWARE, QA-ES MK III PLUG-IN LICENSE | 1200
Automation & Software | ANSUR | 11050 | 2463002 | ANSUR TEST SOFTWARE, QA-ST PLUG-IN | 1200
Automation & Software | ANSUR | 16220 | 2462024 | ANSUR TEST SOFTWARE, QA-VTM PLUG-IN | 1200
Automation & Software | ANSUR | ANSUR QED 6 | 2817226 | ANSUR TEST SOFTWARE, QED-6 PLUG-IN LICENSE | 1200
Automation & Software | ANSUR | ANSUR BP PUMP 2 | 2755836 | ANSUR TEST SOFTWARE,BP PUMP 2 PLUG-IN LICENSE | 1200
Automation & Software | ANSUR | 20200 | 2556755 | ANSUR TEST SOFTWARE,ESA601 PLUG-IN LICENSE | 1125
Automation & Software | ANSUR | ANSUR IMPULSE 7000 | 3091370 | IMPULSE 6000D/7000DP PLUG-IN LICENSE | 1200
Automation & Software | ANSUR | 12712 | 2463033 | PRO-SOFT DAEG, TEST PROTOCOL SOFTWARE | 1200
Automation & Software | ANSUR | ANSUR VT | 3837485 | VT PLUS / VT MOBILE PLUG-IN LICENSE | 1125
Automation & Software | ANSUR Accessories | ANSUR CTRL W/NETW | 3975122 | ANSUR CONTROLLER WITH NETWORK CONNECTIVITY | 1555
Automation & Software | medTester 5000c | 5000C | 2247382 | BIOMEDICAL TEST SYSTEM, US/AUTO 120V | 8635
Automation & Software | medTester 5000c Accessories | 3010-0261 | 2199233 | 9 T0 25 PIN AT RS-232 CBL | 127
Automation & Software | medTester 5000c Accessories | 9509-0032 | 2243957 | BRADY TLS LABEL ROLL VINYL BLACK (1INCH X 50 FEET) | 297
Automation & Software | medTester 5000c Accessories | 9509-0030 | 2243933 | BRADY TLS LABEL ROLL VINYL BLUE (1INCH X 50 FEET) | 297
Automation & Software | medTester 5000c Accessories | 9509-0031 | 2243940 | BRADY TLS LABEL ROLL VINYL GREEN (1INCH X 50 FEET) | 297
Automation & Software | medTester 5000c Accessories | 9509-0028 | 2243916 | BRADY TLS LABEL ROLL VINYL ORANGE (1INCH X 50 FEET) | 297
Automation & Software | medTester 5000c Accessories | 9509-0029 | 2243925 | BRADY TLS LABEL ROLL VINYL RED (1INCH X 50 FEET) | 297
Automation & Software | medTester 5000c Accessories | 9509-0026 | 2243893 | BRADY TLS LABEL ROLL VINYL WHITE (1INCH X 50 FEET) | 424
Automation & Software | medTester 5000c Accessories | 9509-0027 | 2243902 | BRADY TLS LABEL ROLL VINYL YELLOW (1INCH X 50 FEET) | 242
Automation & Software | medTester 5000c Accessories | 75034 | 2238659 | CABLE RS232 9P M-F 6 FT | 81
Automation & Software | medTester 5000c Accessories | 71072 | 2238072 | CABLE,FOR PRINTER, IBMPC 6FT | 160
Automation & Software | medTester 5000c Accessories | 9503-0004FG | 2392639 | GROUND PIN ADAPTER | 81
Automation & Software | medTester 5000c Accessories | 3010-0441 | 2200102 | INTERFACE CABLE (RS-232 9 FEM TO 25 FEM CABLE) | 138
Automation & Software | medTester 5000c Accessories | 3010-0598 | 2201042 | INTERFACE CABLE (RS232, FEMALE DB9 T0 FEMALE DB25) MEDTESTER WEDGE TO | 220
Automation & Software | medTester 5000c Accessories | 9501-0032FG | 2392617 | KELVIN CABLE DUAL BANANA 9 FT | 182
Automation & Software | medTester 5000c Accessories | 9513-0212 | 2245061 | KEYBOARD COMPACT WITH ADAPTER | 330
Automation & Software | medTester 5000c Accessories | 3010-0554 | 2200717 | MED5000 LABEL PRINTER CABLE | 92
Automation & Software | medTester 5000c Accessories | 9530-0045FG | 2392871 | MEDTESTER B ACCESSORY POUCH | 138
Automation & Software | medTester 5000c Accessories | 3010-0250FG | 2392186 | MEDTESTER RS-232 CABLE | 220
Automation & Software | medTester 5000c Accessories | 3010-0260 | 2199225 | MEDTEST-SIMULATOR RS232 CBL | 220
Automation & Software | medTester 5000c Accessories | 3010-0569 | 2200808 | MT5KC SIMULATOR RS232 CABLE | 220
Automation & Software | medTester 5000c Accessories | 9530-0066 | 2248587 | MULTI-PURPOSE HARD CASE 1550 | 660
Automation & Software | medTester 5000c Accessories | 9530-0068 | 2248606 | MULTI-PURPOSE HARD CASE 1650 | 870
Automation & Software | medTester 5000c Accessories | 97117 | 2248743 | PAPER THERMAL 58MM X 48MM OD | 46
Automation & Software | medTester 5000c Accessories | 97111 | 2248719 | PAPER-SVC SEIKO PRINTER | 46
Automation & Software | medTester 5000c Accessories | 9513-0221 | 2245092 | PC KEYB WEDGE SCAN GUN ACC | 1455
Automation & Software | medTester 5000c Accessories | 97116 | 2248737 | PNT PAPER DPU411-21/DPU414-30B | 58
Automation & Software | medTester 5000c Accessories | 61096 | 2235375 | POWER SUPPLY (120V) | 160
Automation & Software | medTester 5000c Accessories | PRINTR/CTZ-US220V | 2719653 | PRINTER, CITIZEN IDP3110 | 1125
Automation & Software | medTester 5000c Accessories | 61097 | 2235382 | PWR SUPPLY DPU414 PRINT 220V | 198
Automation & Software | medTester 5000c Accessories | 48581 | 2213919 | SFTWR PC-CDROM INCU | 660
Automation & Software | medTester 5000c Accessories | 5000C-WEDGE | 2245264 | WEDGE ACCESSORY MEDTESTER 5000C | 2475
Automation & Software | medTester 5000c Combos | 5000C/B | 2585098 | MEDTESTER 5000C CMMS CONNECTIVITY, BUNDLE | 12960
Automation & Software | medTester 5000c Enhancement | 5000C-03 | 2245149 | 100-RECORD STORAGE | 1345
Automation & Software | medTester 5000c Enhancement | 5000C-10 | 2245212 | COMPETIVE CMMS INTERFACE | 945
Automation & Software | medTester 5000c Enhancement | 5000C-06 | 2245172 | DATA TRANSFER | 1345
Automation & Software | medTester 5000c Enhancement | 5000C-08 | 2245197 | DEFIB AUTOSEQUENCES | 1345
Automation & Software | medTester 5000c Enhancement | 5000C-11 | 2245220 | ESU AUTOSEQUENCES | 1345
Automation & Software | medTester 5000c Enhancement | 5000C-04 | 2245151 | EXPANDED RECORD STORAGE | 1345
Automation & Software | medTester 5000c Enhancement | 5000C-09 | 2245201 | IV PUMP AUTOSEQUENCES | 1345
Automation & Software | medTester 5000c Enhancement | 5000C-07 | 2245185 | MEDCHECK | 1345
Automation & Software | medTester 5000c Enhancement | 9515-0118 | 2246367 | MT5000C UPGR FROM 5000B SVC | 1145
Automation & Software | medTester 5000c Enhancement | 9515-0126 | 2246398 | MT5KC F/W FIELD UPGRADE | 447
Automation & Software | medTester 5000c Enhancement | 5000C-14 | 2245258 | NIBP AUTOSEQUENCES | 1345
Automation & Software | medTester 5000c Enhancement | 5000C-13 | 2245247 | PACER AUTOSEQUENCES | 1345
Automation & Software | medTester 5000c Enhancement | 5000C-02 | 2245136 | RS232/PRINTER PORTS | 1345
Automation & Software | medTester 5000c Enhancement | 5000C-12 | 2245235 | SPO2 AUTOSEQUENCES | 1345
Automation & Software | medTester 5000c Enhancement | 5000C-05 | 2245160 | WAVEFORMS/EXTENDED TESTING | 1345
Automation & Software | medTester 5000c Modules | 9515-0105 | 2246238 | MT5000C MDL 2 FLD RS/PRINT | 1260
Automation & Software | medTester 5000c Modules | 9515-0091 | 2246094 | MT5000C MDL 2 SVC RS/PRINT | 1260
Automation & Software | medTester 5000c Modules | 9515-0106 | 2246245 | MT5000C MDL 3 FLD 100 RECS | 1260
Automation & Software | medTester 5000c Modules | 9515-0092 | 2246100 | MT5000C MDL 3 SVC 100 RECS | 1260
Automation & Software | medTester 5000c Modules | 9515-0107 | 2246250 | MT5000C MDL 4 FLD EXP MEM | 1260
Automation & Software | medTester 5000c Modules | 9515-0093 | 2246117 | MT5000C MDL 4 SVC EXP MEM | 1260
Automation & Software | medTester 5000c Modules | 9515-0108 | 2246261 | MT5000C MDL 5 FLD WAVE/EXT | 1260
Automation & Software | medTester 5000c Modules | 9515-0094 | 2246121 | MT5000C MDL 5 SVC WAVE/EXT | 1260
Automation & Software | medTester 5000c Modules | 9515-0109 | 2246277 | MT5000C MDL 6 FLD DATA XFER | 1260
Automation & Software | medTester 5000c Modules | 9515-0095 | 2246139 | MT5000C MDL 6 SVC DATA XFER | 1260
Automation & Software | medTester 5000c Modules | 9515-0110 | 2246289 | MT5000C MDL 7 FLD MEDCHECK | 1260
Automation & Software | medTester 5000c Modules | 9515-0096 | 2246142 | MT5000C MDL 7 SVC MEDCHECK | 1260
Automation & Software | medTester 5000c Modules | 9515-0111 | 2246292 | MT5000C MDL 8 FLD DEFIB | 1260
Automation & Software | medTester 5000c Modules | 9515-0097 | 2246156 | MT5000C MDL 8 SVC DEFIB | 1260
Automation & Software | medTester 5000c Modules | 9515-0112 | 2246303 | MT5000C MDL 9 FLD IVPUMP IPT | 1260
Automation & Software | medTester 5000c Modules | 9515-0098 | 2246163 | MT5000C MDL 9 SVC IVPUMP IPT | 1260
Automation & Software | medTester 5000c Modules | 9515-0113 | 2246315 | MT5000C MDL 10 FLD CONDUIT | 885
Automation & Software | medTester 5000c Modules | 9515-0114 | 2246326 | MT5000C MDL 11 FLD ESU | 1260
Automation & Software | medTester 5000c Modules | 9515-0100 | 2246188 | MT5000C MDL 11 SVC ESU | 1260
Automation & Software | medTester 5000c Modules | 9515-0115 | 2246332 | MT5000C MDL 12 FLD SP02 | 1260
Automation & Software | medTester 5000c Modules | 9515-0101 | 2246195 | MT5000C MDL 12 SVC SP02 | 1260
Automation & Software | medTester 5000c Modules | 9515-0116 | 2246344 | MT5000C MDL 13 FLD EPT | 1260
Automation & Software | medTester 5000c Modules | 9515-0102 | 2246206 | MT5000C MDL 13 SVC EPT | 1260
Automation & Software | medTester 5000c Modules | 9515-0117 | 2246359 | MT5000C MDL 14 FLD NIBP | 1260
Automation & Software | medTester 5000c Modules | 9515-0103 | 2246214 | MT5000C MDL 14 SVC NIBP | 1260
BMS Other | Dale 301 | DALE301 | 2249200 | RIGID ENDOSCOPE TESTER | 1685
BMS Other | Miscellaneous | 3010-0462 | 2200218 | DENMARK,250V,10A,AFSNIT107-2-D1 TO C13,3X1MM,2.5M,BLACK | 81
BMS Other | Miscellaneous | 3010-0465 | 2200241 | ISRAEL,10A,250V,SI1-16P TO C13,3X1MM,H05VVF,2.5M,BLACK | 81
BMS Other | Miscellaneous | 3010-0018 | 2198785 | ITALY,10A,250V,CEI23-16 TO C13,3X1MM,H05VVF,2.5M,BLACK | 116
BMS Other | Zigbee | USB DONGLE | 3341333 | USB WIRELESS DONGLE | 407
Defib Test | Impulse 4000 | IMPULSE4K-USA120V | 2247157 | DEFIB/EXTERNAL PACER ANALYZER | 6720
Defib Test | Impulse 4000 Accessories | 3010-0442 | 2200116 | 2.5 PHONE TO BNC CABLE | 210
Defib Test | Impulse 4000 Accessories | 3010-0474 | 2200290 | AA-6022 HP DEFIB ADAPTER | 142
Defib Test | Impulse 4000 Accessories | 3010-0302 | 2199354 | DEFIB ADAPTER C/A R2/DAROX I | 305
Defib Test | Impulse 4000 Accessories | 3010-0447 | 2200125 | DEFIB PACER ADAPT - HP | 142
Defib Test | Impulse 4000 Accessories | 3010-0378 | 2199758 | DEFIB PACER ZOLL PD2200 | 200
Defib Test | Impulse 4000 Accessories | 5215-0258FG | 2392362 | GE MARQUETTE: RESPONDER SERIES | 111
Defib Test | Impulse 4000 Accessories | 3010-0536 | 2200679 | HEARTSTREAM ELEC SAFETY ADAPTR | 189
Defib Test | Impulse 4000 Accessories | 3010-0537 | 2200687 | HEARTSTREAM ELECTRODE ADAPTER | 163
Defib Test | Impulse 4000 Accessories | 3010-0593 | 2201017 | HS ADAPTER/SNUBBER ASSY | 315
Defib Test | Impulse 4000 Accessories | 9530-0050FG | 2392880 | IMP 4000 VINYL CARRY CASE | 221
Defib Test | Impulse 4000 Accessories | 3010-0467 | 2200252 | IMP4K TO MDTSTR CABLE | 174
Defib Test | Impulse 4000 Accessories | 5215-0198FG | 2392343 | INTERNAL PADDLE DISCHARGE CONTACT ADAPTER | 98
Defib Test | Impulse 4000 Accessories | 5215-0278FG | 2392396 | LAERDAL: HEARTSTART/SPACELABS: FIRST MEDIC | 111
Defib Test | Impulse 4000 Accessories | 5215-0256FG | 2392355 | MEDTRONIC PHYSIO-CONTROL LIFEPAK SERIES: FAST PATCH | 98
Defib Test | Impulse 4000 Accessories | 9530-0065 | 2248579 | MULTI-PURPOSE HARD CASE 1520 | 405
Defib Test | Impulse 4000 Accessories | 5215-0322 | 2230648 | PACER ADAPTER - PHYSIO | 142
Defib Test | Impulse 4000 Accessories | 3010-0450 | 2200140 | PACER ADAPTER ZOLL NTP | 174
Defib Test | Impulse 4000 Accessories | 3010-0513FG | 2392249 | PHYSIO QUIK-COMBO ADAPTER ASSY | 153
Defib Test | Impulse 4000 Accessories | DEFIB TEST SET USA | 2647255 | TEST SET,DEFIB W/PACE(PHYSIO-CONTROL/ZOLL) | 8520
Defib Test | Impulse 4000 Accessories | TQA-11 CARDIOTRONC | 2244848 | TQA CARDIOTRONICS PACER MODULE | 810
Defib Test | Impulse 4000 Accessories | TQA-12 HP CODEMSTR | 2244853 | TQA-12 HP CODEMASTER PACER MODULE | 630
Defib Test | Impulse 4000 Accessories | TQA-12B PHILIPSHS | 2245452 | TQA-12B HP PHILIPS HS PACER MODULE | 630
Defib Test | Impulse 4000 Accessories | TQA-16 MEDPHYSCONT | 2245273 | TQA-16 MEDTRONIC PHYSIO-CONTROL QUIK COMBO | 810
Defib Test | Impulse 4000 Accessories | TQA-17 ZOLL PD/M | 2245317 | TQA-17 ZOLL PD/M SERIES | 810
Defib Test | Impulse 4000 Accessories | TQA-2 ZOLL PD | 2244811 | TQA-2 ZOLL PD SERIES | 578
Defib Test | Impulse 4000 Accessories | TQA-3 ZOLL NTP | 2244827 | TQA-3 ZOLL NTP SERIES | 630
Defib Test | Impulse 4000 Accessories | TQA-7 GEMARQUETTE | 2244830 | TQA-7 GE MARQUETTE RESPONDER | 810
Defib Test | Impulse 4000 Accessories | TQA-9 MEDPHYSCONT | 2244792 | TQA-9 MEDTRONIC PHYSIO-CONTROL QUIK PACE | 810
Defib Test | Impulse 6/7 Accessories | FBC-IMP7000-8010 | 3156262 | DEFIB PLATE ASSY | 206
Defib Test | Impulse 6/7 Accessories | I6/7 D/P ADPT101 | 3065423 | GE MEDICAL RESPONDER 1500/1700 4MM | 438
Defib Test | Impulse 6/7 Accessories | I6/7 D/P ADPT102 | 3065438 | INTERNAL DEFIB PDL CONTACTS 4MM | 86
Defib Test | Impulse 6/7 Accessories | I6/7 D/P ADPT106 | 3065489 | MED ERS/PHYSIO-CONTROL FAST PATCH 4MM | 119
Defib Test | Impulse 6/7 Accessories | I6/7 D/P ADPT104 | 3065461 | MED ERS/PHYSIO-CONTROL QUIK COMBO 4MM | 206
Defib Test | Impulse 6/7 Accessories | I6/7 D/P ADPT105 | 3065477 | MED ERS/PHYSIO-CONTROL QUIK PACE 4MM | 206
Defib Test | Impulse 6/7 Accessories | I6/7 D/P ADPT108 | 3065509 | PHILIPS/AGILENT HEARTSTART FR2/MRX 4MM | 186
Defib Test | Impulse 6/7 Accessories | I6/7 D/P ADPT107 | 3065492 | PHILIPS/HP/AGILENT CODEMASTER 4MM | 186
Defib Test | Impulse 6/7 Accessories | I6/7 D/P ADPT110 | 3065527 | ZOLL MEDICAL NTP/PD1400 4MM | 140
Defib Test | Impulse 6/7 Accessories | I6/7 D/P ADPT109 | 3065511 | ZOLL MEDICAL PD-2200 MULTIFUNCTION 4MM | 140
Defib Test | Impulse 6000D | IMPULSE 6000D | 2811928 | DEFIBRILLATOR ANALYZER | 3990
Defib Test | Impulse 6000D | IMPULSE 6000D-04 | 3085270 | DEFIBRILLATOR ANALYZER AUSTRALIA | 3990
Defib Test | Impulse 6000D | IMPULSE 6000D-06 | 3938219 | DEFIBRILLATOR ANALYZER BRAZIL | 3990
Defib Test | Impulse 6000D | IMPULSE 6000D-05 | 3085281 | DEFIBRILLATOR ANALYZER INDIA | 3990
Defib Test | Impulse 6000D | IMPULSE 6000D-03 | 3077054 | DEFIBRILLATOR ANALYZER JAPAN | 3990
Defib Test | Impulse 6000D | IMPULSE 6000D-01 | 3077031 | DEFIBRILLATOR ANALYZER SCHUKO | 3990
Defib Test | Impulse 6000D | IMPULSE 6000D-02 | 3077046 | DEFIBRILLATOR ANALYZER UK | 3990
Defib Test | Impulse 7000DP | IMPULSE 7000DP-06 | 3938228 | ,DEFIBRILLATOR/TRANSCUTANEOUS PACER ANALYZER BRAZIL | 5635
Defib Test | Impulse 7000DP | IMPULSE 7010 | 3158544 | DEFIBRILLATOR SELECTABLE LOADS | 2930
Defib Test | Impulse 7000DP | IMPULSE 7000DP | 2811919 | DEFIBRILLATOR/TRANSCUTANEOUS PACER ANALYZER | 5635
Defib Test | Impulse 7000DP | IMPULSE 7000DP-04 | 3085296 | DEFIBRILLATOR/TRANSCUTANEOUS PACER ANALYZER AUSTRALIA | 5635
Defib Test | Impulse 7000DP | IMPULSE 7000DP-05 | 3085308 | DEFIBRILLATOR/TRANSCUTANEOUS PACER ANALYZER INDIA | 5635
Defib Test | Impulse 7000DP | IMPULSE 7000DP-03 | 3077022 | DEFIBRILLATOR/TRANSCUTANEOUS PACER ANALYZER JAPAN | 5635
Defib Test | Impulse 7000DP | IMPULSE 7000DP-01 | 3077005 | DEFIBRILLATOR/TRANSCUTANEOUS PACER ANALYZER SCHUKO | 5635
Defib Test | Impulse 7000DP | IMPULSE 7000DP-02 | 3077010 | DEFIBRILLATOR/TRANSCUTANEOUS PACER ANALYZER UK | 5635
Defib Test | Impulse 7000DP | IMP7K/7010 CASE | 4403289 | IMP7K/7010 PELICAN 1560 HARD CASE WITH CUSTOM FOAM | 960
Defib Test | Impulse 7000DP | IMPULSE 7000 KIT | 5238524 | IMPULSE 7000 + 7010 LOADS ACCESSORY | 8550
Defib Test | Impulse 7000DP | IMPULSE KIT AUS | 5255893 | IMPULSE 7000 AUS + 7010 LOADS ACCESSORY | 8380
Defib Test | Impulse 7000DP | IMPULSE KIT INDIA | 5255902 | IMPULSE 7000 INDIA + 7010 LOADS ACCESSORY | 8380
Defib Test | Impulse 7000DP | IMPULSE KIT JAPAN | 5255887 | IMPULSE 7000 JAPAN + 7010 LOADS ACCESSORY | 8380
Defib Test | Impulse 7000DP | IMPULSE KIT SCHUKO | 5255868 | IMPULSE 7000 SCHUKO + 7010 LOADS ACCESSORY | 8380
Defib Test | Impulse 7000DP | IMPULSE KIT UK | 5255879 | IMPULSE 7000 UK + 7010 LOADS ACCESSORY | 8380
Defib Test | Impulse 7000DP Test Automation | TA-IMP7K/7010 AUS | 3481088 | IMPULSE 7000DP AUS WITH IMPULSE 7010 AND TEST AUTOMATION | 9010
Defib Test | Impulse 7000DP Test Automation | TA-IMP7K/7010 BRAZ | 3938243 | IMPULSE 7000DP BRAZ 250V WITH IMPULSE 7010 &TEST AUTOMATION | 9010
Defib Test | Impulse 7000DP Test Automation | TA-IMP7K/7010 JPN | 3481074 | IMPULSE 7000DP JPN WITH IMPULSE 7010 AND TEST AUTOMATION | 9010
Defib Test | Impulse 7000DP Test Automation | TA-IMP7K/7010 SHK | 3481042 | IMPULSE 7000DP SHK WITH IMPULSE 7010 AND TEST AUTOMATION | 9010
Defib Test | Impulse 7000DP Test Automation | TA-IMP7K/7010 UK | 3481056 | IMPULSE 7000DP UK WITH IMPULSE 7010 AND TEST AUTOMATION | 9010
Defib Test | Impulse 7000DP Test Automation | TA-IMP7K/7010 US | 3481039 | IMPULSE 7000DP US 120V WITH IMPULSE 7010 AND TEST AUTOMATION | 9010
Defib Test | Impulse 7000DP Test Automation | TA-IMP7KDP-04 | 3326912 | IMPULSE 7KDP, AUS W/TEST AUTOMATION | 6580
Defib Test | Impulse 7000DP Test Automation | TA-IMP7KDP-06 | 3938237 | IMPULSE 7KDP, BRAZ W/TEST AUTOMATION | 6580
Defib Test | Impulse 7000DP Test Automation | TA-IMP7KDP-05 | 3326920 | IMPULSE 7KDP, IN W/TEST AUTOMATION | 6580
Defib Test | Impulse 7000DP Test Automation | TA-IMP7KDP-03 | 3326901 | IMPULSE 7KDP, JPN W/TEST AUTOMATION | 6580
Defib Test | Impulse 7000DP Test Automation | TA-IMP7KDP-01 | 3326888 | IMPULSE 7KDP, SHK W/TEST AUTOMATION | 6580
Defib Test | Impulse 7000DP Test Automation | TA-IMP7KDP-02 | 3326895 | IMPULSE 7KDP, UK W/TEST AUTOMATION | 6580
Defib Test | Impulse 7000DP Test Automation | TA-IMP7KDP | 3326874 | IMPULSE 7KDP, US 120V W/TEST AUTOMATION | 6580
Defib Test | QED6 Accessories | 3370508 | 2204460 | ADAPTER HARNESS S&W ASBY | 242
Defib Test | QED6 Accessories | BEUNVSL IEC320C14P | 2720054 | BATTERY ELIMINATOR 90-264VAC/9VDC 1.7A CTR POS | 138
Defib Test | QED6 Accessories | 3370512 | 2204472 | CABLE ASBY QED-6 RS232 | 198
Defib Test | QED6 Accessories | 3370513 | 2204485 | CABLE ASBY QED-6 W/NULL MODEM | 209
Defib Test | QED6 Accessories | 13410 | 2772390 | DEFIB. PADDLE ADAPTER, LAERDAL | 545
Defib Test | QED6 Accessories | 13417 | 2772408 | FR2 PADDLE CONTACT ADAPTER, PHILIPS | 149
Defib Test | QED6 Accessories | PLAFG | 2393250 | PACER LOAD ADAPTER | 860
Defib Test | QED6 Accessories | 3370502 | 2204424 | PHYSIO FAST PATCH ADPT ASBY(SET OF2) | 220
Defib Test | QED6 Accessories | PRINTR414-SHK220V | 2399531 | PRINTER, SEIKO W/9-PIN D-SUB GENDER CHANGER | 1225
Defib Test | QED6 Accessories | 3360504FG | 2391907 | QED5 SERIAL CABLE W/NUL MODEM | 209
Defib Test | SigmaPace 1000 | SIGMAP1K-USA120V | 2247700 | EXTERNAL PACER ANALYZER | 4635
Defib Test | SigmaPace 1000 | SIGMAP1K-JPN100V | 2394548 | EXTERNAL PACER ANALYZER | 4545
Defib Test | SigmaPace 1000 | SIGMAP1K-SHK250V | 2394553 | EXTERNAL PACER ANALYZER | 4545
Defib Test | SigmaPace 1000 | SIGMAP1K-UK250V | 2394566 | EXTERNAL PACER ANALYZER | 4545
Defib Test | SigmaPace Accessories | SIGMAP1K-CABLE BVC | 2526234 | CABLE, SIGMAP1K BATTERY VOLTAGE CALIBRATION | 119
Defib Test | SigmaPace Accessories | 3010-0657 | 2201443 | POWERCORD AUSTRALIA C5 ENTRY | 33
Defib Test | SigmaPace Accessories | 3010-0654 | 2201419 | POWERCORD JAPAN C5 ENTRY | 33
Defib Test | SigmaPace Accessories | 3010-0656 | 2201437 | POWERCORD SCHUKO C5 ENTRY | 33
Defib Test | SigmaPace Accessories | 3010-0655 | 2201428 | POWERCORD UK C5 ENTRY | 33
Defib Test | SigmaPace Accessories | 3010-0658 | 2201455 | POWERCORD US C5 ENTRY | 33
Defib Test | SigmaPace Accessories | 3010-0602FG | 2392272 | SGMA 9VDC LOAD TEST CABLE | 436
Defib Test | SigmaPace Accessories | 3010-0605 | 2201109 | SGMA HP CODEMASTER | 231
Defib Test | SigmaPace Accessories | 3010-0606 | 2201111 | SGMA MQ RESPONDER | 294
Defib Test | SigmaPace Accessories | 3010-0604 | 2201095 | SGMA PHYSIO QUIK COMBO | 153
Defib Test | SigmaPace Accessories | 3010-0603 | 2201088 | SGMA PHYSIO QUIK PACE | 142
Defib Test | SigmaPace Accessories | 3010-0608 | 2201130 | SGMA ZOLL NTP | 153
Defib Test | SigmaPace Accessories | 3010-0609 | 2201148 | SGMA ZOLL PD & M-SERIES | 142
Defib Test | SigmaPace Accessories | 9530-0069FG | 2392906 | SIGMA NYLON CARRY CASE | 170
Defib Test | SigmaPace Accessories | 3010-0639 | 2201323 | SIGMA PHILIPS AGILENT CABLE | 231
Electrical Safety Analyzers | ESA Accessories | 1210 ECG | 3392119 | 1-TO-10 ECG SHORTED, EXPANDER, ADAPTER ASSY | 140
Electrical Safety Analyzers | ESA Accessories | ADAPTER KIT | 4058788 | 4MM SAFETY BANANA JACK TO BANANA PLUG ADAPTER KIT, RED | 129
Electrical Safety Analyzers | ESA Accessories | ESA615 ADPT. CABLE | 3472633 | ADAPTER TO ULTRASOUND TRANSDUCER ADAPTERS | 170
Electrical Safety Analyzers | ESA Accessories | ESA612-2016 | 3359538 | BJ2ECG ADAPTER ASSY | 86
Electrical Safety Analyzers | ESA Accessories | ESA61X CASE | 4303254 | ESA61X PELICAN 1550 HARD CASE WITH CUSTOM FOAM | 835
Electrical Safety Analyzers | ESA Accessories | FBC TL-75FT | 4794643 | FBC 75 FOOT TEST LEAD | 119
Electrical Safety Analyzers | ESA Accessories | SD CARD ESA615 | 4329379 | INDUSTRIAL GRADE,512MB,SD CARD ESA615 ELECTRICAL SAFETY ANALYZER | 96
Electrical Safety Analyzers | ESA Accessories | ESA620-NPA | 3326842 | NULL POST ASSEMBLY | 32
Electrical Safety Analyzers | ESA Accessories | FBC-ESA620-4420 | 3379149 | SWISS 10A POWER CORD ASSY WITH C-19 CONNECTOR | 150
Electrical Safety Analyzers | ESA Accessories | TL-FBC1653 | 4316223 | TEST LEAD, 50 FOOT | 96
Electrical Safety Analyzers | ESA Accessories | 17024 | 2462072 | UNIVERSAL SNAP TO BANANA ADAPTER (10/PK) | 258
Electrical Safety Analyzers | ESA Combos | ESA612 PS8 PELICAN | 4338525 | ESA612 PROSIM KIT PELICAN HARD CASE WITH CUSTOM FOAM | 1350
Electrical Safety Analyzers | ESA Combos | ESA612-PROSIM8-KIT | 4338482 | ESA612 TA, PROSIM8 NA220V, PELICAN | 20940
Electrical Safety Analyzers | ESA Legacy Accessories | 9530-0044FG | 2392867 | 232DM VINYL CARRY CASE | 220
Electrical Safety Analyzers | ESA Legacy Accessories | TEST LEAD KIT 001 | 2797994 | 505 PRO TEST LEAD ACCESSORY KIT | 116
Electrical Safety Analyzers | ESA Legacy Accessories | 49755FG | 2391789 | ADAPTER DB-9M TO DB-25F | 127
Electrical Safety Analyzers | ESA Legacy Accessories | 75031FG | 2391853 | CABLE RS232 DB9F TO DB25M NULL | 182
Electrical Safety Analyzers | ESA Legacy Accessories | 6020503FG | 2392046 | CABLE SERIAL ASBY | 264
Electrical Safety Analyzers | ESA Legacy Accessories | 75101FG | 2391866 | CABLE SERIAL DB9F-F | 35
Electrical Safety Analyzers | ESA Legacy Accessories | 97148 | 2248864 | CARRYING CASE 180 | 149
Electrical Safety Analyzers | ESA Legacy Accessories | 11100 | 2462909 | CARRYING CASE, QA-90 | 561
Electrical Safety Analyzers | ESA Legacy Accessories | 3010-0585FG | 2392260 | CBL 9 TO 9 PIN NULL MODEM | 171
Electrical Safety Analyzers | ESA Legacy Accessories | 600/101FG | 2392411 | CHASSIS CABLE-16FT COIL CORD | 160
Electrical Safety Analyzers | ESA Legacy Accessories | 600/100FG | 2392409 | CHASSIS CABLE-8FT COIL CORD | 149
Electrical Safety Analyzers | ESA Legacy Accessories | 600/102FG | 2392427 | CHASSIS GROUND PROBE-8FT COIL | 363
Electrical Safety Analyzers | ESA Legacy Accessories | 9530-0075 | 2248650 | ESA601 CARRYING CASE | 242
Electrical Safety Analyzers | ESA Legacy Accessories | 600/201 | 2231563 | EXTERNAL LEAKAGE CABLE-16FT | 220
Electrical Safety Analyzers | ESA Legacy Accessories | 600/200FG | 2392448 | EXTERNAL LEAKAGE CABLE-8FT | 171
Electrical Safety Analyzers | ESA Legacy Accessories | 600/700 | 2231830 | HARD CASE,DALE601 | 275
Electrical Safety Analyzers | ESA Legacy Accessories | 600/207 | 2231625 | LT544D AC ADAPTER | 308
Electrical Safety Analyzers | ESA Legacy Accessories | 600/208E | 2231640 | LT544D AC ADAPTER | 264
Electrical Safety Analyzers | ESA Legacy Accessories | 600/208S | 2231657 | LT544D AC ADAPTER #600/208S | 275
Electrical Safety Analyzers | ESA Legacy Accessories | 14300 | 2463040 | MAIN POWER CORD, 10A, IEC TYPE | 92
Electrical Safety Analyzers | ESA Legacy Accessories | 48052FG | 2391669 | PLUG BANANA TO UNIV ECG J | 92
Electrical Safety Analyzers | ESA Legacy Accessories | 17449 | 2462335 | RS-232 CABLE, QA-PT | 341
Electrical Safety Analyzers | ESA Legacy Accessories | 600/600FG | 2392584 | SOFT CARRYING CASE 6 IN X 10IN X 4 IN | 160
Electrical Safety Analyzers | ESA Legacy Accessories | 17458 | 2462373 | TEST LEAD (KELVIN CABLE) | 182
Electrical Safety Analyzers | ESA Legacy Accessories | 17358 | 2568891 | TEST LEAD (QA-ST MKII KELVIN CABLE) | 209
Electrical Safety Analyzers | ESA Legacy Accessories | 600/206 | 2231616 | UNIVERSAL US TEST PROBE | 545
Electrical Safety Analyzers | ESA609 | ESA609-05-AUS | 4375557 | ELECTRICAL SAFETY ANALYZER AUS | 1145
Electrical Safety Analyzers | ESA609 | ESA609-11-BRAZIL | 4375584 | ELECTRICAL SAFETY ANALYZER BRAZIL 230V | 1145
Electrical Safety Analyzers | ESA609 | ESA609-02-EUR | 4375525 | ELECTRICAL SAFETY ANALYZER EUR | 1145
Electrical Safety Analyzers | ESA609 | ESA609-01-FR | 4375533 | ELECTRICAL SAFETY ANALYZER FR | 1145
Electrical Safety Analyzers | ESA609 | ESA609-12-INDIA | 4375591 | ELECTRICAL SAFETY ANALYZER INDIA | 1145
Electrical Safety Analyzers | ESA609 | ESA609-03-ISR | 4375578 | ELECTRICAL SAFETY ANALYZER ISR | 1145
Electrical Safety Analyzers | ESA609 | ESA609-NA220V | 4722214 | ELECTRICAL SAFETY ANALYZER NORTH AMERICA 220V | 1545
Electrical Safety Analyzers | ESA609 | ESA609-07-SWISS | 4375569 | ELECTRICAL SAFETY ANALYZER SWISS | 1145
Electrical Safety Analyzers | ESA609 | ESA609-06-UK | 4375540 | ELECTRICAL SAFETY ANALYZER UK | 1145
Electrical Safety Analyzers | ESA609 | ESA609-09-JAPAN | 4485645 | ELECTRICAL SAFETY ANALYZER, JAPAN | 1145
Electrical Safety Analyzers | ESA609 | ESA609-08-THAI | 4485661 | ELECTRICAL SAFETY ANALYZER, THAI | 1145
Electrical Safety Analyzers | ESA609 | ESA609-US | 4375516 | ELECTRICAL SAFETY ANALYZER, US | 1145
Electrical Safety Analyzers | ESA609 | ESA609-US W/ ADAPT | 4551169 | ESA609-US W/ ADAPT, ELECTRICAL SAFETY ANALYZER | 1230
Electrical Safety Analyzers | ESA612 | ESA612-05-AUS | 4132213 | ELECTRICAL SAFETY ANALYZER AUS | 2960
Electrical Safety Analyzers | ESA612 | ESA612-02-EUR | 4132199 | ELECTRICAL SAFETY ANALYZER EUR | 2960
Electrical Safety Analyzers | ESA612 | ESA612-01-FR | 4132186 | ELECTRICAL SAFETY ANALYZER FR | 2960
Electrical Safety Analyzers | ESA612 | ESA612-03-ISR | 4132208 | ELECTRICAL SAFETY ANALYZER ISR | 2960
Electrical Safety Analyzers | ESA612 | ESA612-09-JAPAN | 4132251 | ELECTRICAL SAFETY ANALYZER JAPAN | 3040
Electrical Safety Analyzers | ESA612 | ESA612-10-NA220 | 4132260 | ELECTRICAL SAFETY ANALYZER NORTH AMERICA 220V | 2960
Electrical Safety Analyzers | ESA612 | ESA612-07-SWISS | 4132236 | ELECTRICAL SAFETY ANALYZER SWISS | 2960
Electrical Safety Analyzers | ESA612 | ESA612-08-THAI | 4132249 | ELECTRICAL SAFETY ANALYZER THAI | 2960
Electrical Safety Analyzers | ESA612 | ESA612-US | 4132173 | ELECTRICAL SAFETY ANALYZER US | 2960
Electrical Safety Analyzers | ESA612 | ESA612-11-BRAZIL | 4161125 | ELECTRICAL SAFETY ANALYZER BRAZIL 230V | 2960
Electrical Safety Analyzers | ESA612 | ESA612-12-INDIA | 4161133 | ELECTRICAL SAFETY ANALYZER INDIA | 2960
Electrical Safety Analyzers | ESA612 | ESA612-06-UK | 4132224 | ELECTRICAL SAFETY ANAYZER UK | 2960
Electrical Safety Analyzers | ESA612 Test Automation | TA-ESA612-11-BRAZI | 4163386 | ESA612 BRAZIL W/TEST AUTOMATION 230V | 3970
Electrical Safety Analyzers | ESA612 Test Automation | TA-ESA612-02-EUR | 4163301 | ESA612 EUR 230V W/TEST AUTOMATION | 3970
Electrical Safety Analyzers | ESA612 Test Automation | TA-ESA612-01-FR | 4163295 | ESA612 FR 230V W/TEST AUTOMATION | 3970
Electrical Safety Analyzers | ESA612 Test Automation | TA-ESA612-10NA220V | 4163373 | ESA612 NORTH AMERICA 220V W/TEST AUTOMATION | 3970
Electrical Safety Analyzers | ESA612 Test Automation | TA-ESA612-08-THAI | 4163358 | ESA612 THAI 230V W/TEST AUTOMATION | 3970
Electrical Safety Analyzers | ESA612 Test Automation | TA-ESA612-US | 4163288 | ESA612 US 115V 20A W/TEST AUTOMATION | 3970
Electrical Safety Analyzers | ESA612 Test Automation | TA-ESA612-05-AUS | 4163320 | ESA612 AUS 230V W/TEST AUTOMATION | 3970
Electrical Safety Analyzers | ESA612 Test Automation | TA-ESA612-12-INDIA | 4163399 | ESA612 INDIA W/TEST AUTOMATION 230V | 3970
Electrical Safety Analyzers | ESA612 Test Automation | TA-ESA612-03-ISR | 4163312 | ESA612 ISR 230V W/TEST AUTOMATION | 3970
Electrical Safety Analyzers | ESA612 Test Automation | TA-ESA612-09-JAPAN | 4163364 | ESA612 JAPAN 100V W/TEST AUTOMATION | 3970
Electrical Safety Analyzers | ESA612 Test Automation | TA-ESA612-07-SWI | 4163347 | ESA612 SWI 230V W/TEST AUTOMATION | 3970
Electrical Safety Analyzers | ESA612 Test Automation | TA-ESA612-06-UK | 4163335 | ESA612 UK 230V W/TEST AUTOMATION | 3970
Electrical Safety Analyzers | ESA614 | ESA614 | 5031918 | ELECTRICAL SAFTETY ANALYZER | 3040
Electrical Safety Analyzers | ESA615 | ESA615-05-AUS | 4132112 | ELECTRICAL SAFETY ANALYZER AUS | 4770
Electrical Safety Analyzers | ESA615 | ESA615-02-EUR | 4132093 | ELECTRICAL SAFETY ANALYZER EUR | 4770
Electrical Safety Analyzers | ESA615 | ESA615-01-FR | 4132054 | ELECTRICAL SAFETY ANALYZER FR | 4770
Electrical Safety Analyzers | ESA615 | ESA615-03-ISR | 4132101 | ELECTRICAL SAFETY ANALYZER ISR | 4770
Electrical Safety Analyzers | ESA615 | ESA615-09-JAPAN | 4132158 | ELECTRICAL SAFETY ANALYZER JAPAN | 4680
Electrical Safety Analyzers | ESA615 | ESA615-10-NA220 | 4132164 | ELECTRICAL SAFETY ANALYZER NORTH AMERICA 220V | 4905
Electrical Safety Analyzers | ESA615 | ESA615-07-SWISS | 4132135 | ELECTRICAL SAFETY ANALYZER SWISS | 4770
Electrical Safety Analyzers | ESA615 | ESA615-08-THAI | 4132147 | ELECTRICAL SAFETY ANALYZER THAI | 4770
Electrical Safety Analyzers | ESA615 | ESA615-11-BRAZIL | 4161140 | ELECTRICAL SAFETY ANALYZER BRAZIL 230V | 4770
Electrical Safety Analyzers | ESA615 | ESA615-12-INDIA | 4161157 | ELECTRICAL SAFETY ANALYZER INDIA | 4770
Electrical Safety Analyzers | ESA615 | ESA615-US | 4132046 | ELECTRICAL SAFETY ANALYZER, US | 4770
Electrical Safety Analyzers | ESA615 | ESA615-06-UK | 4132120 | ELECTRICAL SAFETY ANAYZER UK | 4770
Electrical Safety Analyzers | ESA615 Test Automation | TA-ESA615-05-AUS | 4162230 | ESA615 AUS 230V W/ANSUR TEST AUTOMATION SOFTWARE | 5710
Electrical Safety Analyzers | ESA615 Test Automation | TA-ESA615-11-BRAZ | 4162352 | ESA615 BRAZIL W/ANSUR TEST AUTOMATION SOFTWARE 230V | 5710
Electrical Safety Analyzers | ESA615 Test Automation | TA-ESA615-02-EUR | 4162211 | ESA615 EUR 230V W/ANSUR TEST AUTOMATION SOFTWARE | 5710
Electrical Safety Analyzers | ESA615 Test Automation | TA-ESA615-01-FR | 4162198 | ESA615 FR 230V W/ANSUR TEST AUTOMATION SOFTWARE | 5710
Electrical Safety Analyzers | ESA615 Test Automation | TA-ESA615-12-INDIA | 4162365 | ESA615 INDIA W/ANSUR TEST AUTOMATION SOFTWARE 230V | 5710
Electrical Safety Analyzers | ESA615 Test Automation | TA-ESA615-03-ISR | 4162227 | ESA615 ISR 230V W/ANSUR TEST AUTOMATION SOFTWARE | 5710
Electrical Safety Analyzers | ESA615 Test Automation | TA-ESA615-09-JAPA | 4162282 | ESA615 JAPAN 100V W/ANSUR TEST AUTOMATION SOFTWARE | 5595
Electrical Safety Analyzers | ESA615 Test Automation | TA-ESA615-10NA220 | 4162341 | ESA615 NORTH AMERICA 220V W/ANSUR TEST AUTOMATION SOFTWARE | 5710
Electrical Safety Analyzers | ESA615 Test Automation | TA-ESA615-07-SWI | 4162253 | ESA615 SWI 230V W/ANSUR TEST AUTOMATION SOFTWARE | 5710
Electrical Safety Analyzers | ESA615 Test Automation | TA-ESA615-08-THAI | 4162275 | ESA615 THAI 230V W/ANSUR TEST AUTOMATION SOFTWARE | 5710
Electrical Safety Analyzers | ESA615 Test Automation | TA-ESA615-06-UK | 4162248 | ESA615 UK 230V W/ANSUR TEST AUTOMATION SOFTWARE | 5710
Electrical Safety Analyzers | ESA615 Test Automation | TA-ESA615-US | 4162180 | ESA615 US 115V 20A W/ANSUR TEST AUTOMATION SOFTWARE | 5710
Electrical Safety Analyzers | ESA620 | ESA620-05 | 3051436 | ELECTRICAL SAFETY ANALYZER AUS | 6050
Electrical Safety Analyzers | ESA620 | ESA620-09 120V | 3965097 | ELECTRICAL SAFETY ANALYZER BRAZ | 4475
Electrical Safety Analyzers | ESA620 | ESA620-10 230V | 3965106 | ELECTRICAL SAFETY ANALYZER BRAZ | 4475
Electrical Safety Analyzers | ESA620 | ESA620-02 | 3051408 | ELECTRICAL SAFETY ANALYZER EUR | 6050
Electrical Safety Analyzers | ESA620 | ESA620-01 | 3051390 | ELECTRICAL SAFETY ANALYZER FR | 6050
Electrical Safety Analyzers | ESA620 | ESA620-11 | 4287983 | ELECTRICAL SAFETY ANALYZER INDIA | 6050
Electrical Safety Analyzers | ESA620 | ESA620-03 | 3051413 | ELECTRICAL SAFETY ANALYZER ISR | 6050
Electrical Safety Analyzers | ESA620 | ESA620-07 | 3051451 | ELECTRICAL SAFETY ANALYZER SWI | 6050
Electrical Safety Analyzers | ESA620 | ESA620-06 | 3051449 | ELECTRICAL SAFETY ANALYZER UK | 6050
Electrical Safety Analyzers | ESA620 | ESA620 | 2785725 | ELECTRICAL SAFETY ANALYZER US | 4475
Electrical Safety Analyzers | ESA620 | ESA620-08 | 3345247 | ELECTRICAL SAFETY ANALYZER, THAI, 230V | 6050
Electrical Safety Analyzers | ESA620 Test Automation | TA-ESA620-USA | 3326935 | ESA620, US 115V 20A W/TEST AUTOMATION | 5430
Electrical Safety Analyzers | ESA620 Test Automation | TA-ESA620-AUS | 3326986 | ESA620, AUS 230V W/TEST AUTOMATION | 6995
Electrical Safety Analyzers | ESA620 Test Automation | TA-ESA620-BRAZ-230 | 4088201 | ESA620, BRAZ 230V W/TEST AUTOMATION | 5430
Electrical Safety Analyzers | ESA620 Test Automation | TA-ESA620-EUR | 3326947 | ESA620, EUR 230V W/TEST AUTOMATION | 6995
Electrical Safety Analyzers | ESA620 Test Automation | TA-ESA620-FR | 3326958 | ESA620, FR 230V W/TEST AUTOMATION | 6995
Electrical Safety Analyzers | ESA620 Test Automation | TA-ESA620-INDIA | 4330755 | ESA620, INDIA 230V W/TEST AUTOMATION | 6995
Electrical Safety Analyzers | ESA620 Test Automation | TA-ESA620-ISR | 3326964 | ESA620, ISR 230V W/TEST AUTOMATION | 6995
Electrical Safety Analyzers | ESA620 Test Automation | TA-ESA620-SWI | 3326999 | ESA620, SWI 230V W/TEST AAUTOMATION | 6995
Electrical Safety Analyzers | ESA620 Test Automation | TA-ESA620-THAI | 3527023 | ESA620, THAI 230V W/TEST AUTOMATION | 6995
Electrical Safety Analyzers | ESA620 Test Automation | TA-ESA620-UK | 3327002 | ESA620, UK 230V W/TEST AUTOMATION | 6995
Electrical Safety Analyzers | ISA601 Pro XL | ISA601PROXLGP | 2250345 | INTL SAFETY ANALYZER/GERM/PRNT | 12170
Electrical Safety Analyzers | ISA601 Pro XL | ISA601PROXL-BRAZ | 3961033 | SAFETY ANALYZER INTL/AUTO BRAZ | 10955
Electrical Safety Analyzers | ISA601 Pro XL | ISA601PROXL-BRAZ-P | 3961040 | SAFETY ANALYZER INTL/AUTO BRAZ PRINTER | 12170
Electrical Safety Analyzers | ISA601 Pro XL | ISA601PROXL-AUS | 2250298 | SAFETY ANALYZER, INTL/AUTO AUS | 11700
Electrical Safety Analyzers | ISA601 Pro XL | ISA601PROXL-AUS-P | 2250306 | SAFETY ANALYZER, INTL/AUTO AUS, PRINTER | 12170
Electrical Safety Analyzers | ISA601 Pro XL | ISA601PROXL-SHK | 2250314 | SAFETY ANALYZER, INTL/AUTO SHKO | 11700
Electrical Safety Analyzers | ISA601 Pro XL | ISA601PROXL-SHK-P | 2250323 | SAFETY ANALYZER, INTL/AUTO SHKO, PRINTER | 13000
Electrical Safety Analyzers | ISA601 Pro XL | ISA601PROXL-UK | 2250350 | SAFETY ANALYZER, INTL/AUTO UK | 11700
Electrical Safety Analyzers | ISA601 Pro XL | ISA601PROXL-UK-P | 2250361 | SAFETY ANALYZER, INTL/AUTO UK, PRINTER | 13000
Electrical Safety Analyzers | ISA601 Pro XL | ISA601PROXL-US | 2250377 | SAFETY ANALYZER, INTL/AUTO US | 11700
Electrical Safety Analyzers | ISA601 Pro XL | ISA601PROXL-US-P | 2250389 | SAFETY ANALYZER, INTL/AUTO US, PRINTER | 13000
Electrical Safety Analyzers | ISA601 Pro XL Accessories | 48201FG | 2391714 | ADAPTER, BANANA-ALLIGATOR (5 PACK) | 88
Electrical Safety Analyzers | ISA601 Pro XL Accessories | 6032010 | 2234065 | CASE CARRYING (601PR0 CE & XL) | 620
Electrical Safety Analyzers | ISA601 Pro XL Accessories | 48382FG | 2391723 | LEAD SET, BLACK | 153
Electrical Safety Analyzers | ISA601 Pro XL Accessories | 48383FG | 2391738 | LEAD SET, RED | 153
Electrical Safety Analyzers | ISA601 Pro XL Accessories | 9530-0067 | 2248593 | MULTI-PURPOSE HARD CASE 1600 | 588
Electrical Safety Analyzers | ISA601 Pro XL Accessories | 75033 | 2238644 | POWERCORD US WITH C19 PLUG | 121
Electrical Safety Analyzers | ISA601 Pro XL Accessories | 75057 | 2238671 | PWRCORD SET NEMA 6-15/C19 250V LC84 | 142
Electrical Safety Analyzers | PUP-50 Accessories | PUP-ADAPTER-AUST | 3394610 | FOR PUP-50, AUSTRALIA | 103
Electrical Safety Analyzers | PUP-50 Accessories | PUP-ADAPTER-EURO | 3394589 | FOR PUP-50, EUROPE | 81
Electrical Safety Analyzers | PUP-50 Accessories | PUP-ADAPTER-JAPAN | 3394605 | FOR PUP-50, JAPAN | 103
Electrical Safety Analyzers | PUP-50 Accessories | PUP-ADAPTER-UK | 3394592 | FOR PUP-50, UK | 116
Electrical Safety Analyzers | ULT800 | ULT800 | 2434187 | TEE TRANSDUCER LEAKAGE CURRENT TESTER | 1890
Electrical Safety Analyzers | ULT800 Accessories | 600/202B | 3528221 | ADAPTER/US:GE YMS/RT | 1295
Electrical Safety Analyzers | ULT800 Accessories | 5215-0366 | 2231001 | ASSY,CIDEX TRAY W/FOAM & BOX | 536
Electrical Safety Analyzers | ULT800 Accessories | 800-CLEANING TUB | 2558630 | ASSY,CLEANING TUB/LID W/FOAM & BOX | 609
Electrical Safety Analyzers | ULT800 Accessories | 600/214FG | 2392525 | CARRYING CASE FOR DALE800 AND ULT800 KITS | 252
Electrical Safety Analyzers | ULT800 Accessories | 600/220PLUS | 2801776 | CONDUCTIVE PROBE, ULT/800B | 536
Electrical Safety Analyzers | ULT800 Accessories | 600/220B | 2559599 | CONDUCTIVE PROBE, ULT/800B FOR DEEP TUB | 588
Electrical Safety Analyzers | ULT800 Accessories | 600/212FG | 2392502 | DUAL CONDUCTIVITY ELECTRODE | 1440
Electrical Safety Analyzers | ULT800 Accessories | 600/215FG | 2392533 | DUAL CONDUCTIVITY ELECTRODE | 578
Electrical Safety Analyzers | ULT800 Accessories | 9302-0075FG | 2392600 | FOAM INSERT CIDEX TUB DALE800A | 98
Electrical Safety Analyzers | ULT800 Accessories | 600/V7M | 2477370 | SIEMENS ADAPTER, V7M PATCH | 305
Electrical Safety Analyzers | ULT800 Accessories | 600/156FG | 2392430 | SIEMENS PROBE ADAPTER | 705
Electrical Safety Analyzers | ULT800 Accessories | 600/260 | 2231809 | SIEMENS PROBE ADAPTER MPT7-4 | 990
Electrical Safety Analyzers | ULT800 Accessories | 600/260FG | 2392578 | SIEMENS PROBE ADAPTER MPT7-4 | 1180
Electrical Safety Analyzers | ULT800 Accessories | 600/MPFG | 2392591 | SIEMENS PROBE ADAPTER V5M | 875
Electrical Safety Analyzers | ULT800 Accessories | 800/TEE | 2540999 | SONOSITE TEE TRANSDUCER ADAPTER | 705
Electrical Safety Analyzers | ULT800 Accessories | 800/PHILIPS-04 | 2649837 | TEE ADPTR-PHILIPS IE33/IU22 | 1065
Electrical Safety Analyzers | ULT800 Accessories | ULT800/G | 3026616 | TEE TRANSDUCER LEAKAGE CURRENT TESTER, GERMAN | 1890
Electrical Safety Analyzers | ULT800 Accessories | 600/216A GERMAN | 3026625 | ULTRASOUND TRANSDUCER ADAPTER (ALOKA) | 790
Electrical Safety Analyzers | ULT800 Accessories | 600/216A | 3083161 | ULTRASOUND TRANSDUCER ADAPTER (ALOKA), ENGLISH | 790
Electrical Safety Analyzers | ULT800 Accessories | 600/218FG | 2392557 | US XDCR ADAPTER- ATL/PHILIPS | 945
Electrical Safety Analyzers | ULT800 Accessories | 600/213FG | 2392516 | US XDCR ADAPTER-ACUSON/TOSHIBA | 1065
Electrical Safety Analyzers | ULT800 Accessories | 600/205 | 2231602 | US XDCR ADAPTER-GE LOGIQ | 885
Electrical Safety Analyzers | ULT800 Accessories | 600/204FG | 2392475 | US XDCR ADAPTER-GE LOGIQ | 1125
Electrical Safety Analyzers | ULT800 Accessories | 600/210FG | 2392482 | US XDCR ADAPTER-HP/AGILENT | 800
Electrical Safety Analyzers | ULT800 Accessories | 600/211FG | 2392494 | US XDCR ADAPTER-HP/AGILENT | 800
Electrical Safety Analyzers | ULT800 Combos | ULT800 KIT A | 2541140 | SONOSITE TEE TRANSDUCER ELECTRICAL LEAKAGE KIT A | 3455
Electrical Safety Analyzers | ULT800 Combos | ULT800 KIT B | 2541178 | SONOSITE, TEE TRANSDUCER ELECTRICAL LEAKAGE KIT B | 2765
Electrical Safety Analyzers | ULT8000 Combos | ULT800/PHILIPS A | 2674151 | TEE TRANSDUCER ELECTRICAL LEAKAGE KIT A | 3520
Electrical Safety Analyzers | ULT8000 Combos | ULT800/PHILIPS B | 2674160 | TEE TRANSDUCER ELECTRICAL LEAKAGE KIT B | 3815
Electrical Safety Analyzers | ULT8000 Combos | ULT800/PHILIPS C | 2739717 | TEE TRANSDUCER ELECTRICAL LEAKAGE KIT C | 4110
Electrical Safety Analyzers | ULT8000 Combos | ULT800K-SON-C | 2491803 | ULT800 KIT,SONORA W/204 | 3060
Electrical Safety Analyzers | ULT8000 Combos | ULT800K-SON-A | 2491783 | ULT800 KIT,SONORA W/210 | 2880
Electrical Safety Analyzers | ULT8000 Combos | ULT800K-SON-B | 2491790 | ULT800 KIT,SONORA W/211 | 3060
Electrical Safety Analyzers | ULT8000 Combos | ULT800K-SON-E | 2491826 | ULT800 KIT,SONORA W/218 | 2920
Electrical Safety Analyzers | ULT8000 Combos | ULT800K-SON-D | 2491815 | ULT800 KIT,SONORA W/MP | 2920
Electrical Safety Analyzers | ULT8000 Combos | ULT800K-CUST1 | 2491569 | ULT800KIT,DUAL CONDUCTIVITY ELECTRODE W/HCASE | 2240
Electrical Safety Analyzers | ULT8000 Combos | ULT800K-CUST2 | 2491578 | ULT800KIT,DUAL CONDUCTIVITY ELECTRODE W/TRAY | 2815
Electrical Safety Analyzers | Ultrasound Wattmeters | UPM-DT-10PA | 4753875 | ,ULTRASOUND WATTMETER, UNIVERSAL | 4275
Electrical Safety Analyzers | Ultrasound Wattmeters | UPM-DT-100SP | 4753866 | ULTRASOUND WATTMETER, UNIVERSAL | 3175
Electrical Safety Analyzers | Ultrasound Wattmeters | UPM-DT-1PA | 4753882 | ULTRASOUND WATTMETER, UNIVERSAL | 6345
Electrical Safety Analyzers | Ultrasound Wattmeters | UPM-DT-50SP | 4767468 | ULTRASOUND WATTMETER, UNIVERSAL | 3550
Electrical Safety Analyzers | UPM Accessories | TANK/DT-1 | 3394679 | 10,100,TANK WITH RUBBER LINING | 142
Electrical Safety Analyzers | UPM Accessories | 1G WEIGHT/UPM-DT | 3394668 | 1-GRAM WEIGHT FOR UPM DT-1AV, DT-10AV & DT-100AV | 44
Electrical Safety Analyzers | UPM Accessories | 48465 | 2213545 | ADAPTER WEIGHT UW4 | 153
Electrical Safety Analyzers | UPM Accessories | CLAMP | 3434980 | ASSEMBLY FOR PUP-50 | 210
Electrical Safety Analyzers | UPM Accessories | CONE | 3435047 | ASSEMBLY FOR PUP-50 | 436
Electrical Safety Analyzers | UPM Accessories | CLAMP | 3435001 | ASSEMBLY FOR UPM DT-1AV, DT-10AV, DT-100AV | 284
Electrical Safety Analyzers | UPM Accessories | CONE | 3435035 | ASSEMBLY FOR UPM DT-1AV, DT-10AV, DT-100AV | 436
Electrical Safety Analyzers | UPM Accessories | CONE UPM-DT50SP | 3985030 | CONE ASSEMBLY FOR UPM DT-50SP | 347
Electrical Safety Analyzers | UPM Accessories | PAN/DT50SP | 3985011 | PAN FOR UPM DT-50SP | 33
Electrical Safety Analyzers | UPM Accessories | PAN-SUPPORT/50SP | 3985027 | PAN SUPPORT FOR UPM DT-50SP | 44
Electrical Safety Analyzers | UPM Accessories | CASE UPM-DT50SP | 3985053 | POLY CARRYING CASE UPM DT-50SP | 347
Electrical Safety Analyzers | UPM Accessories | RS232 CABLE/DT50SP | 3984954 | RS-232 CABLE & CONNECTOR FOR UPM DT-50SP | 153
Electrical Safety Analyzers | UPM Accessories | CABLE | 3434932 | RS-232 CABLE FOR PUP-50 | 284
Electrical Safety Analyzers | UPM Accessories | TANK | 3434967 | TANK W/RUBBER LINING FOR PUP-50 | 142
Electrical Safety Analyzers | UPM Accessories | 48102 | 2212811 | TEST KIT DISOLVED OXYGEN | 174
Electrical Safety Analyzers | UPM Accessories | PAN/DT10AV/DT100AV | 3394646 | UPM DT-10AV & DT-100AV | 77
Electrical Safety Analyzers | UPM Accessories | PAN-SUPPORT | 3394654 | UPM DT-10AV & DT-100AV | 77
Electrical Safety Analyzers | UPM Accessories | PAN/DT1AV | 3394631 | UPM DT-1AV (NO PAN SUPPORT REQD) | 98
Electrical Safety Analyzers | UPM Accessories | REPLMT-CLAMP ONLY | 3394700 | UPM DT-1AV, DT-10AV, DT-100AV | 231
Electrical Safety Analyzers | UPM Accessories | REPLMT-CLAMP&POST | 3394717 | UPM DT-1AV, DT-10AV, DT-100AV | 189
Electrical Safety Analyzers | UPM Accessories | RS-232 CABLE | 3394622 | UPM DT-1AV, DT-10AV, DT-100AV, IBM 9 PIN | 163
Electrical Safety Analyzers | UPM Accessories | USB CABLE/DT50SP | 3984987 | USB CABLE & CONNECTOR FOR UPM DT-50SP | 163
Electrical Safety Analyzers | UPM Accessories | CABLE | 3434944 | USB CABLE FOR PUP-50 | 284
Electrical Safety Analyzers | UPM Accessories | STDALON-CLAMP/POST | 3394693 | WITH BASE FOR DT-1AV, DT-10AV, DT-1000AV | 263
Electrosurgery Analyzers | ESUTS-ACC | QA-ES-4401 | 4373152 | DATA TRANSFER CABLE, RS-232 | 69
Electrosurgery Analyzers | medTester 5000c Accessories | 9513-0189 | 2244882 | 454A AUX MOD 10 OHMN LOAD | 1015
Electrosurgery Analyzers | medTester 5000c Accessories | 9513-0193 | 2244929 | 454A AUX MOD 125 OHM LOAD | 1015
Electrosurgery Analyzers | medTester 5000c Accessories | 9513-0176 | 2244777 | 454A AUX MOD 2000 OHM LOAD | 1015
Electrosurgery Analyzers | medTester 5000c Accessories | 9513-0175 | 2244761 | 454A AUX MOD 25 OHM LOAD | 1015
Electrosurgery Analyzers | medTester 5000c Accessories | 9513-0194 | 2244934 | 454A AUX MOD 330 OHM LOAD | 1015
Electrosurgery Analyzers | medTester 5000c Accessories | 9513-0195 | 2244941 | 454A AUX MOD 5000 OHM LOAD | 1015
Electrosurgery Analyzers | medTester 5000c Accessories | 9513-0173 | 2244745 | 454A AUX MOD REM/ARM AND RETURN FAULT TEST | 1400
Electrosurgery Analyzers | medTester 5000c Accessories | 9513-0177 | 2244789 | 454A AUX MOD REM/ARM TEST | 990
Electrosurgery Analyzers | medTester 5000c Accessories | 3010-0436FG | 2392236 | 454A DISPERSIVE POWER CABLE | 116
Electrosurgery Analyzers | medTester 5000c Accessories | 9513-0191 | 2244907 | 50 OHM LOAD MODULE FOR 454A | 1015
Electrosurgery Analyzers | medTester 5000c Accessories | 9502-0002FG | 2392621 | TEST LEAD SET YEL,BLU,GRN | 149
Electrosurgery Analyzers | QAES III Accessories | QAES III CABLE KIT | 5258826 | QAES III CABLE KIT | 800
Electrosurgery Analyzers | QA-ES III | QA-ES MK III - 04 | 4530532 | ELECTROSURGERY ANALYZER, AUSTRALIA | 7390
Electrosurgery Analyzers | QA-ES III | QA-ES MK III - 10 | 4632407 | ELECTROSURGERY ANALYZER, AUSTRALIA, NON-WIRELESS | 7390
Electrosurgery Analyzers | QA-ES III | QA-ES MK III - 05 | 4530544 | ELECTROSURGERY ANALYZER, BRAZIL | 7390
Electrosurgery Analyzers | QA-ES III | QA-ES MK III - 12 | 4634398 | ELECTROSURGERY ANALYZER, BRAZIL, 230 | 7390
Electrosurgery Analyzers | QA-ES III | QA-ES MK III - 13 | 4634405 | ELECTROSURGERY ANALYZER, BRAZIL, 230, NON-WIRELESS | 7390
Electrosurgery Analyzers | QA-ES III | QA-ES MK III - 11 | 4632418 | ELECTROSURGERY ANALYZER, BRAZIL, NON-WIRELESS | 7390
Electrosurgery Analyzers | QA-ES III | QA-ES MK III - 14 | 4777961 | ELECTROSURGERY ANALYZER, INDIA | 7390
Electrosurgery Analyzers | QA-ES III | QA-ES MK III - 15 | 4777977 | ELECTROSURGERY ANALYZER, INDIA, NON-WIRELESS | 7390
Electrosurgery Analyzers | QA-ES III | QA-ES MK III - 03 | 4530526 | ELECTROSURGERY ANALYZER, JAPAN | 7390
Electrosurgery Analyzers | QA-ES III | QA-ES MK III - 09 | 4632395 | ELECTROSURGERY ANALYZER, JAPAN, NON-WIRELESS | 7390
Electrosurgery Analyzers | QA-ES III | QA-ES MK III - 01 | 4530503 | ELECTROSURGERY ANALYZER, SCHUKO | 7390
Electrosurgery Analyzers | QA-ES III | QA-ES MK III - 07 | 4632374 | ELECTROSURGERY ANALYZER, SCHUKO, NON-WIRELESS | 7390
Electrosurgery Analyzers | QA-ES III | QA-ES MK III - 02 | 4530515 | ELECTROSURGERY ANALYZER, UK | 7390
Electrosurgery Analyzers | QA-ES III | QA-ES MK III - 08 | 4632388 | ELECTROSURGERY ANALYZER, UK, NON-WIRELESS | 7390
Electrosurgery Analyzers | QA-ES III | QA-ES MK III | 4502257 | ELECTROSURGERY ANALYZER, US | 7390
Electrosurgery Analyzers | QA-ES III | QA-ES MK III - 06 | 4632363 | ELECTROSURGERY ANALYZER, US, NON-WIRELESS | 7890
Electrosurgery Analyzers | QAES III Accessories | ESU CABL USB-232 | 3788737 | AUTOMATION USB TO RS232 CONVERTER | 394
Electrosurgery Analyzers | QAES III Accessories | QA-ES BIPOLAR LEAD | 4635266 | BIPOLAR ACTIVATION LEAD | 142
Electrosurgery Analyzers | QAES III Accessories | ESU CABL BCK RET | 3782216 | ESU CABLE, 20 INCH BLACK SAFETY RETRACTABLE LEAD | 66
Electrosurgery Analyzers | QAES III Accessories | ESU CABL RED RET | 3782233 | ESU CABLE, 20 INCH RED SAFETY RETRACTABLE LEAD | 66
Electrosurgery Analyzers | QAES III Accessories | QA-ES CQM LEAD | 4635171 | ESU CQM SAFETY LEAD | 66
Electrosurgery Analyzers | QAES III Accessories | QA-ES DISP. LEAD | 4635167 | ESU DISPERSIVE SAFETY LEAD | 44
Electrosurgery Analyzers | QAES III Accessories | QA-ES INTL DISP LD | 4635248 | INTERNATIONAL DISPERSIVE LEAD | 174
Electrosurgery Analyzers | QAES III Accessories | ESU CABLE | 3837016 | PLUG LEAD, SAFETY RETRACTABLE LEAD,40 INCH,BLACK | 77
Electrosurgery Analyzers | QAES III Accessories | ESU CABLE | 3837025 | PLUG LEAD, SAFETY RETRACTABLE LEAD,40 INCH,RED | 77
Electrosurgery Analyzers | QAES III Accessories | QA-ES RECM LEAD | 4635253 | RECM ALARM DISABLING LEAD | 263
Electrosurgery Analyzers | QAES III Accessories | QA-ES BLACK LEAD | 4635230 | SAFETY LEAD, MULTI-STACKING, 40 INCH, BLACK | 33
Electrosurgery Analyzers | QAES III Accessories | QA-ES .5M BLK LEAD | 4635211 | SAFETY RETRACTABLE LEAD, 20 INCH, BLACK | 44
Electrosurgery Analyzers | QAES III Accessories | QA-ES .5M RED LEAD | 4635227 | SAFETY RETRACTABLE LEAD, 20 INCH, RED | 44
Electrosurgery Analyzers | QAES III Accessories | QA-ES BLUE LEAD | 4635180 | SAFETY RETRACTABLE LEAD, 40 INCH, BLUE | 33
Electrosurgery Analyzers | QAES III Accessories | QA-ES GREEN LEAD | 4635209 | SAFETY RETRACTABLE LEAD, 40 INCH, GREEN | 33
Electrosurgery Analyzers | QAES III Accessories | QA-ES YELLOW LEAD | 4635198 | SAFETY RETRACTABLE LEAD, 40 INCH, YELLOW | 33
Electrosurgery Analyzers | QAES III Test Automation | TA-QA-ES MK III 10 | 4680883 | QA-ES MK III, AUSTRALIA, NON-WIRELESS W/ANSUR AUTOMATION S/W | 8405
Electrosurgery Analyzers | QAES III Test Automation | TA-QA-ES MK III 04 | 4680829 | QA-ES MK III, AUSTRALIA, W/ANSUR AUTOMATION S/W | 8405
Electrosurgery Analyzers | QAES III Test Automation | TA-QA-ES MK III 13 | 4680911 | QA-ES MK III, BRAZIL, 230 NON-WIRELESS W/ANSUR AUTOMATION S/W | 8405
Electrosurgery Analyzers | QAES III Test Automation | TA-QA-ES MK III 12 | 4680909 | QA-ES MK III, BRAZIL, 230, W/ANSUR AUTOMATION S/W | 8405
Electrosurgery Analyzers | QAES III Test Automation | TA-QA-ES MK III 11 | 4680890 | QA-ES MK III, BRAZIL, NON-WIRELESS W/ANSUR AUTOMATION S/W | 8405
Electrosurgery Analyzers | QAES III Test Automation | TA-QA-ES MK III 05 | 4680834 | QA-ES MK III, BRAZIL, W/ANSUR AUTOMATION S/W | 8405
Electrosurgery Analyzers | QAES III Test Automation | TA-QA-ES MK III 15 | 4778001 | QA-ES MK III, INDIA, NON-WIRELESS W/ANSUR AUTOMATION S/W | 8405
Electrosurgery Analyzers | QAES III Test Automation | TA-QA-ES MK III 14 | 4777992 | QA-ES MK III, INDIA, W/ANSUR AUTOMATION S/W | 8405
Electrosurgery Analyzers | QAES III Test Automation | TA-QA-ES MK III 09 | 4680876 | QA-ES MK III, JAPAN, NON-WIRELESS W/ANSUR AUTOMATION S/W | 8405
Electrosurgery Analyzers | QAES III Test Automation | TA-QA-ES MK III 03 | 4680818 | QA-ES MK III, JAPAN, W/ANSUR AUTOMATION S/W | 8405
Electrosurgery Analyzers | QAES III Test Automation | TA-QA-ES MK III 07 | 4680852 | QA-ES MK III, SCHUKO, NON-WIRELESS W/ANSUR AUTOMATION S/W | 8405
Electrosurgery Analyzers | QAES III Test Automation | TA-QA-ES MK III 01 | 4680644 | QA-ES MK III, SCHUKO, W/ANSUR AUTOMATION S/W | 8405
Electrosurgery Analyzers | QAES III Test Automation | TA-QA-ES MK III 08 | 4680865 | QA-ES MK III, UK, NON-WIRELESS W/ANSUR AUTOMATION S/W | 8405
Electrosurgery Analyzers | QAES III Test Automation | TA-QA-ES MK III 02 | 4680807 | QA-ES MK III, UK, W/ANSUR AUTOMATION S/W | 8405
Electrosurgery Analyzers | QAES III Test Automation | TA-QA-ES MK III 06 | 4680841 | QA-ES MK III, US, NON-WIRELESS W/ANSUR AUTOMATION S/W | 8405
Electrosurgery Analyzers | QAES III Test Automation | TA-QA-ES MK III | 4680301 | QA-ES MK III, US, W/ANSUR AUTOMATION S/W | 8405
Electrosurgery Analyzers | QA-ES Legacy Accessories | AUSOF COM KIT | 3788939 | AUTOMATION KIT, COMM CABLES AND USB, RS232 CONVERTR | 605
Electrosurgery Analyzers | QA-ES Legacy Accessories | ESU BIPO CABLE | 3781302 | BIPOLAR ACTIVATION LEAD | 935
Electrosurgery Analyzers | QA-ES Legacy Accessories | 14100 | 2461794 | CARRYING CASE (SOFT), QA-ES | 594
Electrosurgery Analyzers | QA-ES Legacy Accessories | 11471 | 2523266 | CLAMP-CROCODILE STYLE, BLACK GRIP C | 297
Electrosurgery Analyzers | QA-ES Legacy Accessories | 11472 | 2523275 | CLAMP-CROCODILE STYLE, RED GRIP C | 138
Electrosurgery Analyzers | QA-ES Legacy Accessories | 15703 | 2461993 | DATA TRANSFER CABLE, RS-232 | 69
Electrosurgery Analyzers | QA-ES Legacy Accessories | 11451 | 2462975 | E-INPUT MEAS. CABLE 2M, BLACK | 46
Electrosurgery Analyzers | QA-ES Legacy Accessories | ESU ACTIVE LEAD | 2772159 | ESU ACTIVE SAFETY LEAD | 58
Electrosurgery Analyzers | QA-ES Legacy Accessories | ESU CQM LEAD | 2772180 | ESU CQM SAFETY LEAD | 103
Electrosurgery Analyzers | QA-ES Legacy Accessories | ESU DISPERSIVE LD | 2772171 | ESU DISPERSIVE SAFETY LEAD | 69
Electrosurgery Analyzers | QA-ES Legacy Accessories | ESU JUMPER LEAD | 2772209 | ESU JUMPER SAFETY LEAD | 35
Electrosurgery Analyzers | QA-ES Legacy Accessories | ESU KIT 1 | 3788211 | ESU KIT 1, CABLES, SWITCH BOX, RECM TEST BOX | 4910
Electrosurgery Analyzers | QA-ES Legacy Accessories | ESU DISP ESU CABLE | 3781268 | INTL DISPERSIVE LEAD | 209
Electrosurgery Analyzers | QA-ES Legacy Accessories | ESU MONO CABLE | 3781293 | MONOPOLAR ACTIVATION LEAD | 840
Electrosurgery Analyzers | QA-ES Legacy Accessories | QA-ES MK III CASE | 4840263 | QA-ES MK III PELICAN 1600 EQUIV HARD CASE WITH CUSTOM FOAM | 594
Electrosurgery Analyzers | QA-ES Legacy Accessories | ESU REC DISB CABLE | 3781287 | RECM ALARM DISABLING LEAD | 209
Electrosurgery Analyzers | QA-ES Legacy Accessories | ESU RECM BOX ESU | 3782183 | RECM TEST BOX | 1060
Electrosurgery Analyzers | QA-ES Legacy Accessories | ESU RS232 W/FER | 3788956 | RS232 WITH FERRITES | 160
Electrosurgery Analyzers | QA-ES Legacy Accessories | ESU SWITCH BOX ESU | 3781222 | SWITCH BOX CUT/COAG | 935
Electrosurgery Analyzers | QA-ES Legacy Accessories | ESU USB W/FER | 3788963 | USB WITH FERRITES | 160
Electrosurgery Analyzers | QA-ES Legacy Accessories | ESU DISP CABLE | 3781279 | VALLEYLAB DISPERSIVE LEAD | 534
Electrosurgery Analyzers | RF303RS Accessories | 3030002 | 2202009 | RF303 ACCESSORY KIT | 209
Gas Flow Test | DPM Accessories | 14621 | 3538920 | 14621, TUBING KIT QA-PT | 32
Gas Flow Test | DPM Accessories | 9530-0058 | 2248522 | MULTI-PURPOSE HARD CASE 1120 | 111
Gas Flow Test | DPM Accessories | DALE22 | 2249177 | PARABOLIC FLOW ADAPTER | 960
Gas Flow Test | DPM Accessories | 14611 | 2461910 | PT-100 TEMPERATURE PROBE | 618
Gas Flow Test | DPM Accessories | 14612 | 2461922 | PT-1000 TEMP. PROBE | 330
Gas Flow Test | DPM Combos | PS410/DPM1B BUNDLE | 3753092 | PS410/DPM1B BUNDLE KIT | 2350
Gas Flow Test | DPM1 | DPM1B | 2249779 | PNEUMATIC TRANSDUCER TESTER | 1180
Gas Flow Test | DPM2 | DPM2PLUS | 2249768 | UNIVERSAL PRESSURE METER | 1365
Gas Flow Test | DPM3 Accessories | 48149 | 2212875 | PROBE, TEMP AIR | 735
Gas Flow Test | DPM3 Accessories | 48150 | 2212882 | PROBE,SURFACE TEMP | 588
Gas Flow Test | DPM3 Accessories | 48148 | 2212866 | PROBE,TEMP GEN PUR 1/4 PHONO | 499
Gas Flow Test | DPM3 Accessories | 48148FG | 2391684 | TEMPERATURE PROBE, 701 (GENERAL) | 499
Gas Flow Test | DPM3 Accessories | 48149FG | 2391691 | TEMPERATURE PROBE, 705 (AIR) | 620
Gas Flow Test | DPM3 Accessories | 48150FG | 2391706 | TEMPERATURE PROBE, 709 (SURFACE) | 478
Gas Flow Test | DPM4 | DPM4-2G | 2637772 | PARAM TESTER, HI PRESS, TEMP, LOW FLOW | 2515
Gas Flow Test | DPM4 | DPM4-2H | 2637760 | PARAM TESTER, LOW PRESS, TEMP, LOW FLOW | 2515
Gas Flow Test | DPM4 | DPM4-1G | 2631330 | PARAM TESTER,HI PRESS,TEMP | 2075
Gas Flow Test | DPM4 | DPM4-1H | 2583121 | PARAM TESTER,LOW PRESS,TEMP | 2075
Gas Flow Test | MaxO2+ AE | MAX02+AE | 2511920 | OXGYEN ANALYZER | 1105
Gas Flow Test | Test Lungs | 48400 | 2213330 | ACCESSORY OXYGEN LINE ADAPTOR | 33
Gas Flow Test | Test Lungs | MI-12952 | 2251013 | NON-INST ADULT/INF TEST LUNG | 12865
Gas Flow Test | Test Lungs | MI-11000 | 2251008 | NON-INST DUAL ADULT TEST LUNG | 12865
Gas Flow Test | Test Lungs | MI-14900 | 2251049 | NON-INST SINGLE TEST LUNG | 11355
Gas Flow Test | Test Lungs | RP RING KIT | 3799622 | PARABOLIC RESISTOR RING KIT | 1725
Gas Flow Test | Test Lungs | ACCU LUNG | 2387318 | PORTABLE PRECISION TEST LUNG | 4095
Gas Flow Test | Test Lungs | ACCULUNG II | 4281291 | PORTABLE PRECISION TEST LUNG | 567
Gas Flow Test | Test Lungs | 48130 | 2212848 | RP20 PARABOLIC AIRWAY RESISTOR | 315
Gas Flow Test | Test Lungs | 48163 | 2212918 | RP200 PARABOLIC AIRWAY RESISTR | 315
Gas Flow Test | Test Lungs | 48129 | 2212830 | RP5 PARABOLIC AIRWAY RESISTOR | 315
Gas Flow Test | Test Lungs | 48131 | 2212853 | RP50 PARABOLIC AIRWAY RESISTOR | 315
Gas Flow Test | Test Lungs | 48323 | 2213140 | RP500 PARABOLIC AIRWAY RES | 315
Gas Flow Test | Test Lungs | 48499 | 2213774 | SIEMENS TEST LUNG 190 | 520
Gas Flow Test | Test Lungs | ACCU LUNG CASE | 2397628 | SOFT-SIDE CARRYING CASE | 279
Gas Flow Test | VAPOR | VAPOR | 5014709 | ANESTHESIA TESTER | 5845
Gas Flow Test | VT Accessories | VT650/VT900A CASE | 4921970 | SOFT, CUSTOM | 119
Gas Flow Test | VT Accessories | VT900/650 MOUNT ACC | 4969657 | VESA MOUNT SYSTEM | 196
Gas Flow Test | VT for Windows | VT-WIN | 2672228 | VT FOR WINDOWS PC SOFTWARE | 308
Gas Flow Test | VT Mobile Accessories | 2075257FG | 3594320 | CABLE ASSY,4 COND,SHIELDED,9 SOCKET D-SUB,4 PIN IEEE 1394,192CM,BULK | 35
Gas Flow Test | VT Mobile Accessories | VTMOB/ADPT FEMALE | 2548315 | HIGH PRESSURE 02 ADAPTER ASSEMBLY,FEMALE TO MALE | 182
Gas Flow Test | VT Mobile Accessories | VTMOB/ADPT MALE | 2548303 | HIGH PRESSURE 02 ADAPTER ASSEMBLY,MALE TO MALE | 171
Gas Flow Test | VT Mobile Accessories | VTMOB-LPA | 2558758 | LOW PRESSURE ADAPTER | 127
Gas Flow Test | VT Mobile Accessories | VTMOB-OC | 2558747 | OXYGEN CABLE, VTMOBIL | 81
Gas Flow Test | VT Mobile Accessories | VTMOB-PWR ADAPTER | 2547455 | POWER ADAPTER WITH LINE CORD SET,VTMOBIL | 182
Gas Flow Test | VT Mobile Accessories | VTMOB/SOFTCASE | 2551236 | SOFT CASE,POLYESTER,BLACK/YELLOW, FBC VTMOBIL | 297
Gas Flow Test | VT Mobile Accessories | VTMOB-TEE | 2558735 | TEE, 15MM ID END, 22MM ID END, 15MM ID END | 69
Gas Flow Test | VT Mobile Accessories | VTMOB-4405 | 2541622 | TEMPERATURE & RH SENSOR PACKAGE | 649
Gas Flow Test | VT Mobile Accessories | VTMOB-7002 | 2548405 | VTMOBIL ACCESSORY KIT | 209
Gas Flow Test | VT Mobile Accessories | VTMOB-MANUAL PACK | 2646386 | VTMOBIL INFORMATION PACKET | 413
Gas Flow Test | VT Mobile Accessories | VTMOB/HIGH SENSOR | 2548431 | VTMOBIL SENSOR, HIGH AIRWAY FLOW,PEDIATRIC/ADULT | 116
Gas Flow Test | VT Mobile Accessories | VTMOB/LOW SENSOR | 2548422 | VTMOBIL SENSOR,AIRWAY FLOW,NEONATAL | 127
Gas Flow Test | VT Plus Accessories | 2133551FG | 3594335 | 1TB0006, TUBING 1/8IN CLEAR W/BLUE STRIPE | 35
Gas Flow Test | VT Plus Accessories | 5022010 | 2222822 | CARRYING CASE 501PRO | 242
Gas Flow Test | VT Plus Accessories | 97129 | 2248770 | PAPER ROLL 2.75 WIDE CITIZEN (IDP3110) | 35
Gas Flow Test | VT Plus Accessories | PRINTR/CTZ-US120V | 2248762 | PRINTER, CITIZEN IDP3110 | 870
Gas Flow Test | VT305 Accessories | VT305 SD CARD 2GB | 4296162 | 2GB MICRO SD CARD FOR VT305 | 138
Gas Flow Test | VT305 Accessories | VT305 O2 SNR CABLE | 4296104 | CABLE BETWEEN VT305 AND O2 SENSOR | 69
Gas Flow Test | VT305 Accessories | VT305 FLO ADPT SET | 4294537 | FLOW ADAPTER SET FOR VT305 | 198
Gas Flow Test | VT305 Accessories | VT305 ADAPTER AIR | 4294555 | HIGH PRESSURE ADAPTER, DISS AIR | 138
Gas Flow Test | VT305 Accessories | VT305 ADAPTER O2 | 4294543 | HIGH PRESSURE ADAPTER, DISS O2 | 138
Gas Flow Test | VT305 Accessories | VT305 INLET PIPE | 4296170 | INLET PIPE FOR VT305 | 330
Gas Flow Test | VT305 Accessories | VT305 O2 SENSOR | 4281611 | O2 SENSOR ASSEMBLY FOR USE WITH VT305 | 561
Gas Flow Test | VT305 Accessories | VT305 PWR ADPT SET | 4308219 | POWER ADAPTER SET FOR THE VT305 | 341
Gas Flow Test | VT305 Accessories | VT305 FILTER | 4294528 | PROTECTION FILTER FOR VT305 | 69
Gas Flow Test | VT305 Accessories | VT305 RS232 CABLE | 4504243 | RS232 CABLE FOR VT305 | 92
Gas Flow Test | VT305 Accessories | VT305 CARRY CASE | 4296181 | SOFT-SIDE CARRYING CASE FOR VT305 AND ALL ACCESSORIES | 649
Gas Flow Test | VT650 | VT650 | 4920340 | GAS FLOW ANALYZER | 6685
Gas Flow Test | VT650 Combos | VT650 W/ ACCULUNG | 5067887 | GAS FLOW ANALYZER W/ PORTABLE TEST LUNG & FLEXIBLE TUBING | 9705
Gas Flow Test | VT650 Combos | VT650/ACCULUNGII | 4962481 | VT650 GAS FLOW ANALYZER W/ PORTABLE TEST LUNG | 7190
Gas Flow Test | VT900 | VT900A | 5014711 | GAS FLOW ANALYZER | 11375
Gas Flow Test | VT900A Combos | VT900A/VAPOR | 5014727 | GAS FLOW ANALYZER W/ ANESTHESIA TEST KIT | 17205
Gas Flow Test | VT900A Combos | VT900A/ACCULUNG II | 5014730 | GAS FLOW ANALYZER W/ PORTABLE TEST LUNG | 11795
Gas Flow Test | VT900A Combos | VT900A/VAPOR/ACCU II | 5067868 | GAS FLOW ANALYZER W/ PORTABLE TEST LUNG & ANESTHESIA TEST | 17400
Gas Flow Test | VT900A Combos | VT900A W/ACCULUNG | 5034254 | GAS FLOW ANALYZER W/ PORTABLE TEST LUNG & FLEXIBLE TUBING | 13865
Gas Flow Test | VT900A Combos | VT900A/VAPOR/ACCU | 5067879 | GAS FLOW ANALYZER/ PORTABLE TEST LUNG/FLEX TUBING &ANESTHESIA | 19750
Infusion Test | Dale 4100 Accessories | 75006 | 2238543 | PARALLEL PRINTER CABLE (DALE 4100) | 138
Infusion Test | IDA 4 Accessories | IDA4-4CH CASE | 4403292 | IDA4-4CH PELICAN 1610 HARD CASE WITH CUSTOM FOAM | 1170
Infusion Test | IDA Accessories | IDA-5 SYRINGE | 4354014 | 20ML SYRINGE | 64
Infusion Test | IDA Accessories | IDA-5 DRAIN TUBE | 4354429 | 5-FT PLASTIC DRAIN LINE IDA-5 | 76
Infusion Test | IDA Accessories | IDA-5 HYDROGRAPH | 3976006 | HYDROGRAPH SOFTWARE AND IDA-5 USERS MANUAL | 1095
Infusion Test | IDA Accessories | TUBE | 4589429 | IDA-5 LUER LOCK EXTENSION,15CM L,POLYETHYLENE | 32
Infusion Test | IDA Accessories | IDA-5 LUERLOCK | 4354038 | LUERLOCK -3 WAY | 64
Infusion Test | IDA Accessories | IDA-5 KEYBOARD | 4354490 | OPTIONAL MINIATURE KEYBOARD | 449
Infusion Test | IDA Accessories | 49964 | 2217231 | SYRINGE IDA-4 PLUS | 66
Infusion Test | IDA Accessories | IDA-5 USB CABLE | 4354452 | USB A-B CABLE 2M | 96
Infusion Test | IDA Legacy Accessories | 48457FG | 2391750 | LUERLOCK-3 WAY | 103
Infusion Test | IDA-1S | IDA-1S | 4468525 | ONE-CHANNEL INFUSION DEVICE ANALYZER | 2515
Infusion Test | IDA-5 | IDA-5/4 AUS250V | 4349525 | FOUR-CHANNEL INFUSION DEVICE ANALYZER, AUSTRALIA | 10745
Infusion Test | IDA-5 | IDA-5/4 BRAZ230V | 4349617 | FOUR-CHANNEL INFUSION DEVICE ANALYZER, BRAZIL | 10745
Infusion Test | IDA-5 | IDA-5/4 DEN250V | 4349533 | FOUR-CHANNEL INFUSION DEVICE ANALYZER, DENMARK | 10745
Infusion Test | IDA-5 | IDA-5/4 IND250V | 4349584 | FOUR-CHANNEL INFUSION DEVICE ANALYZER, INDIA | 10745
Infusion Test | IDA-5 | IDA-5/4 ISR250V | 4349557 | FOUR-CHANNEL INFUSION DEVICE ANALYZER, ISRAEL | 10745
Infusion Test | IDA-5 | IDA-5/4 ITAL250V | 4349569 | FOUR-CHANNEL INFUSION DEVICE ANALYZER, ITALY | 10745
Infusion Test | IDA-5 | IDA-5/4 SHK250V | 4349540 | FOUR-CHANNEL INFUSION DEVICE ANALYZER, SHUKO | 10745
Infusion Test | IDA-5 | IDA-5/4 SWZ250V | 4349591 | FOUR-CHANNEL INFUSION DEVICE ANALYZER, SWITZERLAND | 10745
Infusion Test | IDA-5 | IDA-5/4 UK250V | 4349600 | FOUR-CHANNEL INFUSION DEVICE ANALYZER, UK | 10745
Infusion Test | IDA-5 | IDA-5/4 US120V | 4349328 | FOUR-CHANNEL INFUSION DEVICE ANALYZER, US | 10745
Infusion Test | IDA-5 | IDA-5/1 AUS250V | 4349337 | ONE-CHANNEL INFUSION DEVICE ANALYZER, AUSTRALIA | 5525
Infusion Test | IDA-5 | IDA-5/1 BRAZ230V | 4349411 | ONE-CHANNEL INFUSION DEVICE ANALYZER, BRAZIL | 5525
Infusion Test | IDA-5 | IDA-5/1 DEN250V | 4349343 | ONE-CHANNEL INFUSION DEVICE ANALYZER, DENMARK | 5525
Infusion Test | IDA-5 | IDA-5/1 IND250V | 4349381 | ONE-CHANNEL INFUSION DEVICE ANALYZER, INDIA | 5525
Infusion Test | IDA-5 | IDA-5/1 ISR250V | 4349362 | ONE-CHANNEL INFUSION DEVICE ANALYZER, ISRAEL | 5525
Infusion Test | IDA-5 | IDA-5/1 ITAL250V | 4349370 | ONE-CHANNEL INFUSION DEVICE ANALYZER, ITALY | 5525
Infusion Test | IDA-5 | IDA-5/1 SHK250V | 4349355 | ONE-CHANNEL INFUSION DEVICE ANALYZER, SHUKO | 5525
Infusion Test | IDA-5 | IDA-5/1 SWZ250V | 4349396 | ONE-CHANNEL INFUSION DEVICE ANALYZER, SWITZERLAND | 5525
Infusion Test | IDA-5 | IDA-5/1 UK250V | 4349409 | ONE-CHANNEL INFUSION DEVICE ANALYZER, UK | 5525
Infusion Test | IDA-5 | IDA-5/1 US120V | 4349304 | ONE-CHANNEL INFUSION DEVICE ANALYZER, US | 5525
Infusion Test | IDA-5 | IDA-5/2 AUS250V | 4349427 | TWO-CHANNEL INFUSION DEVICE ANALYZER, AUSTRALIA | 6895
Infusion Test | IDA-5 | IDA-5/2 BRAZ230V | 4349516 | TWO-CHANNEL INFUSION DEVICE ANALYZER, BRAZIL | 6895
Infusion Test | IDA-5 | IDA-5/2 DEN250V | 4349430 | TWO-CHANNEL INFUSION DEVICE ANALYZER, DENMARK | 6895
Infusion Test | IDA-5 | IDA-5/2 IND250V | 4349475 | TWO-CHANNEL INFUSION DEVICE ANALYZER, INDIA | 6895
Infusion Test | IDA-5 | IDA-5/2 ISR250V | 4349453 | TWO-CHANNEL INFUSION DEVICE ANALYZER, ISRAEL | 6895
Infusion Test | IDA-5 | IDA-5/2 ITAL250V | 4349466 | TWO-CHANNEL INFUSION DEVICE ANALYZER, ITALY | 6895
Infusion Test | IDA-5 | IDA-5/2 SHK250V | 4349448 | TWO-CHANNEL INFUSION DEVICE ANALYZER, SHUKO | 6895
Infusion Test | IDA-5 | IDA-5/2 SWZ250V | 4349482 | TWO-CHANNEL INFUSION DEVICE ANALYZER, SWITZERLAND | 6895
Infusion Test | IDA-5 | IDA-5/2 UK250V | 4349494 | TWO-CHANNEL INFUSION DEVICE ANALYZER, UK | 6895
Infusion Test | IDA-5 | IDA-5/2 US120V | 4349319 | TWO-CHANNEL INFUSION DEVICE ANALYZER, US | 6895
Infusion Test | IDA-5 Test Automation | TA-IDA-5/1 AUS250V | 4359854 | TA-IDA-5/1 AUS250V W/ ANSUR TEST AUTOMATION SOFTWARE | 6345
Infusion Test | IDA-5 Test Automation | TA-IDA-5/1 BRAZ230 | 4359957 | TA-IDA-5/1 BRAZ230V W/ ANSUR TEST AUTOMATION SOFTWARE | 6345
Infusion Test | IDA-5 Test Automation | TA-IDA-5/1 DEN250V | 4359868 | TA-IDA-5/1 DEN250V W/ ANSUR TEST AUTOMATION SOFTWARE | 6345
Infusion Test | IDA-5 Test Automation | TA-IDA-5/1 IND250V | 4359925 | TA-IDA-5/1 IND250V W/ ANSUR TEST AUTOMATION SOFTWARE | 6345
Infusion Test | IDA-5 Test Automation | TA-IDA-5/1 ISR250V | 4359893 | TA-IDA-5/1 ISR250V W/ ANSUR TEST AUTOMATION SOFTWARE | 6345
Infusion Test | IDA-5 Test Automation | TA-IDA-5/1 ITAL250 | 4359916 | TA-IDA-5/1 ITAL250V W/ ANSUR TEST AUTOMATION SOFTWARE | 6345
Infusion Test | IDA-5 Test Automation | TA-IDA-5/1 SHK250V | 4359887 | TA-IDA-5/1 SHK250V W/ ANSUR TEST AUTOMATION SOFTWARE | 6345
Infusion Test | IDA-5 Test Automation | TA-IDA-5/1 SWZ250V | 4359933 | TA-IDA-5/1 SWZ250V W/ ANSUR TEST AUTOMATION SOFTWARE | 6345
Infusion Test | IDA-5 Test Automation | TA-IDA-5/1 UK250V | 4359940 | TA-IDA-5/1 UK250V W/ ANSUR TEST AUTOMATION SOFTWARE | 6345
Infusion Test | IDA-5 Test Automation | TA-IDA-5/1 US120V | 4359846 | TA-IDA-5/1 US120V W/ ANSUR TEST AUTOMATION SOFTWARE | 6345
Infusion Test | IDA-5 Test Automation | TA-IDA-5/2 AUS250V | 4359984 | TA-IDA-5/2 AUS250V W/ ANSUR TEST AUTOMATION SOFTWARE | 7725
Infusion Test | IDA-5 Test Automation | TA-IDA-5/2 BRAZ230 | 4360067 | TA-IDA-5/2 BRAZ230V W/ ANSUR TEST AUTOMATION SOFTWARE | 7725
Infusion Test | IDA-5 Test Automation | TA-IDA-5/2 DEN250V | 4359991 | TA-IDA-5/2 DEN250V W/ ANSUR TEST AUTOMATION SOFTWARE | 7725
Infusion Test | IDA-5 Test Automation | TA-IDA-5/2 IND250V | 4360032 | TA-IDA-5/2 IND250V W/ ANSUR TEST AUTOMATION SOFTWARE | 7725
Infusion Test | IDA-5 Test Automation | TA-IDA-5/2 ISR250V | 4360015 | TA-IDA-5/2 ISR250V W/ ANSUR TEST AUTOMATION SOFTWARE | 7725
Infusion Test | IDA-5 Test Automation | TA-IDA-5/2 ITAL250 | 4360026 | TA-IDA-5/2 ITAL250V W/ ANSUR TEST AUTOMATION SOFTWARE | 7725
Infusion Test | IDA-5 Test Automation | TA-IDA-5/2 SHK250V | 4360003 | TA-IDA-5/2 SHK250V W/ ANSUR TEST AUTOMATION SOFTWARE | 7725
Infusion Test | IDA-5 Test Automation | TA-IDA-5/2 SWZ250V | 4360044 | TA-IDA-5/2 SWZ250V W/ ANSUR TEST AUTOMATION SOFTWARE | 7725
Infusion Test | IDA-5 Test Automation | TA-IDA-5/2 UK250V | 4360059 | TA-IDA-5/2 UK250V W/ ANSUR TEST AUTOMATION SOFTWARE | 7725
Infusion Test | IDA-5 Test Automation | TA-IDA-5/2 US120V | 4359978 | TA-IDA-5/2 US120V W/ ANSUR TEST AUTOMATION SOFTWARE | 7725
Infusion Test | IDA-5 Test Automation | TA-IDA-5/4 AUS250V | 4360080 | TA-IDA-5/4 AUS250V W/ ANSUR TEST AUTOMATION SOFTWARE | 11570
Infusion Test | IDA-5 Test Automation | TA-IDA-5/4 BRAZ230 | 4360169 | TA-IDA-5/4 BRAZ230V W/ ANSUR TEST AUTOMATION SOFTWARE | 11570
Infusion Test | IDA-5 Test Automation | TA-IDA-5/4 DEN250V | 4360098 | TA-IDA-5/4 DEN250V W/ ANSUR TEST AUTOMATION SOFTWARE | 11570
Infusion Test | IDA-5 Test Automation | TA-IDA-5/4 IND250V | 4360133 | TA-IDA-5/4 IND250V W/ ANSUR TEST AUTOMATION SOFTWARE | 11570
Infusion Test | IDA-5 Test Automation | TA-IDA-5/4 ISR250V | 4360116 | TA-IDA-5/4 ISR250V W/ ANSUR TEST AUTOMATION SOFTWARE | 11570
Infusion Test | IDA-5 Test Automation | TA-IDA-5/4 ITAL250 | 4360125 | TA-IDA-5/4 ITAL250V W/ ANSUR TEST AUTOMATION SOFTWARE | 11570
Infusion Test | IDA-5 Test Automation | TA-IDA-5/4 SHK250V | 4360102 | TA-IDA-5/4 SHK250V W/ ANSUR TEST AUTOMATION SOFTWARE | 11570
Infusion Test | IDA-5 Test Automation | TA-IDA-5/4 SWZ250V | 4360140 | TA-IDA-5/4 SWZ250V W/ ANSUR TEST AUTOMATION SOFTWARE | 11570
Infusion Test | IDA-5 Test Automation | TA-IDA-5/4 UK250V | 4360157 | TA-IDA-5/4 UK250V W/ ANSUR TEST AUTOMATION SOFTWARE | 11570
Infusion Test | IDA-5 Test Automation | TA-IDA-5/4 US120V | 4360071 | TA-IDA-5/4 US120V W/ ANSUR TEST AUTOMATION SOFTWARE | 11570
Infusion Test | Miscellaneous | 75086 | 2238731 | EXTERNAL TRIGGER INTFC CABLE | 209
Monitor Test | 217 Accessories | 3010-0205 | 2199081 | 217 CUSTOMER CAL CBL | 116
Monitor Test | 217 Accessories | 3010-0204 | 2199070 | 217A RS232 CBL FEMALE | 127
Monitor Test | BP Pump 2 | BPPM2L/ECG-AUS | 3677375 | BP PUMP 2L NIBP WITH 5 LEADS ECG BLOCK - AUS 250V | 7235
Monitor Test | BP Pump 2 | BPPM2L/ECG-DEN | 3677382 | BP PUMP 2L NIBP WITH 5 LEADS ECG BLOCK - DEN 250V | 7235
Monitor Test | BP Pump 2 | BPPM2L/ECG-IND | 3677420 | BP PUMP 2L NIBP WITH 5 LEADS ECG BLOCK - IND 250V | 7235
Monitor Test | BP Pump 2 | BPPM2L/ECG-ISR | 3677401 | BP PUMP 2L NIBP WITH 5 LEADS ECG BLOCK - ISR 250V | 7235
Monitor Test | BP Pump 2 | BPPM2L/ECG-ITAL | 3677412 | BP PUMP 2L NIBP WITH 5 LEADS ECG BLOCK - ITAL 250V | 7235
Monitor Test | BP Pump 2 | BPPM2L/ECG-SHK | 3677394 | BP PUMP 2L NIBP WITH 5 LEADS ECG BLOCK - SHK 250V | 7235
Monitor Test | BP Pump 2 | BPPM2L/ECG-SWZ | 3677435 | BP PUMP 2L NIBP WITH 5 LEADS ECG BLOCK - SWZ 250V | 7235
Monitor Test | BP Pump 2 | BPPM2L/ECG-UK | 3677447 | BP PUMP 2L NIBP WITH 5 LEADS ECG BLOCK - UK 250V | 7235
Monitor Test | BP Pump 2 | BPPM2L/ECG-US | 3677218 | BP PUMP 2L NIBP WITH 5 LEADS ECG BLOCK-US | 7235
Monitor Test | BP Pump 2 | BPPUMP2M-US120V | 2249049 | NIBP ANALYZER (HI ACC) | 9275
Monitor Test | BP Pump 2 | BPPUMP2M-AUS250V | 2394973 | NIBP ANALYZER (HI ACC) | 9275
Monitor Test | BP Pump 2 | BPPUMP2M-DEN250V | 2394986 | NIBP ANALYZER (HI ACC) | 9275
Monitor Test | BP Pump 2 | BPPUMP2M-SHKO250V | 2394999 | NIBP ANALYZER (HI ACC) | 9275
Monitor Test | BP Pump 2 | BPPUMP2M-ISR250V | 2395003 | NIBP ANALYZER (HI ACC) | 9275
Monitor Test | BP Pump 2 | BPPUMP2M-ITAL250V | 2395015 | NIBP ANALYZER (HI ACC) | 9275
Monitor Test | BP Pump 2 | BPPUMP2M-IND250V | 2395026 | NIBP ANALYZER (HI ACC) | 9275
Monitor Test | BP Pump 2 | BPPUMP2M-SWZ250V | 2395032 | NIBP ANALYZER (HI ACC) | 9275
Monitor Test | BP Pump 2 | BPPUMP2M-UK250V | 2395044 | NIBP ANALYZER (HI ACC) | 9275
Monitor Test | BP Pump 2 | BPPUMP2L-US120V | 2249036 | NIBP ANALYZER (STD) | 6995
Monitor Test | BP Pump 2 | BPPUMP2L-AUS250V | 2394895 | NIBP ANALYZER (STD) | 6995
Monitor Test | BP Pump 2 | BPPUMP2L-DEN250V | 2394901 | NIBP ANALYZER (STD) | 6995
Monitor Test | BP Pump 2 | BPPUMP2L-SHK250V | 2394912 | NIBP ANALYZER (STD) | 6995
Monitor Test | BP Pump 2 | BPPUMP2L-ISR250V | 2394920 | NIBP ANALYZER (STD) | 6995
Monitor Test | BP Pump 2 | BPPUMP2L-ITAL250V | 2394935 | NIBP ANALYZER (STD) | 6995
Monitor Test | BP Pump 2 | BPPUMP2L-IND250V | 2394947 | NIBP ANALYZER (STD) | 6995
Monitor Test | BP Pump 2 | BPPUMP2L-SWZ250V | 2394958 | NIBP ANALYZER (STD) | 6995
Monitor Test | BP Pump 2 | BPPUMP2L-UK250V | 2394964 | NIBP ANALYZER (STD) | 6995
Monitor Test | BP Pump 2 | BPPUMP2L-BRAZ | 3937674 | NIBP ANALYZER (STD) | 6995
Monitor Test | BP Pump 2 | BPPUMP2M-BRAZ | 3937695 | NIBP ANALYZER (STD) | 9275
Monitor Test | BP Pump 2 Combos | BPPM2M/ECG-NIM | 3890625 | BP PUMP2M BUNDLE KIT WITH MAN. PUMP, 2 RIGID CHAMBERS, ECG BLOCK | 10480
Monitor Test | BP Pump 2 Combos | BPPM2M-NIM | 3890574 | BPPUMP2M BUNDLE KIT WITH MANUAL PUMP AND 2 RIGID CHAMBERS | 9820
Monitor Test | BP Pump 2 Test Automation | TA-BPPMP2L-AUS | 3334839 | BP PUMP 2L NIBP, AUS 250V W/TEST AUTOMATION | 8075
Monitor Test | BP Pump 2 Test Automation | TA-BPPMP2L-BRAZ | 3937752 | BP PUMP 2L NIBP, BRAZ W/TEST AUTOMATION | 8075
Monitor Test | BP Pump 2 Test Automation | TA-BPPMP2L-DEN | 3334842 | BP PUMP 2L NIBP, DEN 250V W/TEST AUTOMATION | 8075
Monitor Test | BP Pump 2 Test Automation | TA-BPPMP2L-IND | 3334888 | BP PUMP 2L NIBP, IND 250V W/TEST AUTOMATION | 8075
Monitor Test | BP Pump 2 Test Automation | TA-BPPMP2L-ISR | 3334863 | BP PUMP 2L NIBP, ISR 250V W/TEST AUTOMATION | 8075
Monitor Test | BP Pump 2 Test Automation | TA-BPPMP2L-ITAL | 3334874 | BP PUMP 2L NIBP, ITAL 250V W/TEST AUTOMATION | 8075
Monitor Test | BP Pump 2 Test Automation | TA-BPPMP2L-SHK | 3334856 | BP PUMP 2L NIBP, SHK 250V W/TEST AUTOMATION | 8075
Monitor Test | BP Pump 2 Test Automation | TA-BPPMP2L-SWZ | 3334895 | BP PUMP 2L NIBP, SWZ 250V W/TEST AUTOMATION | 8075
Monitor Test | BP Pump 2 Test Automation | TA-BPPMP2L-UK | 3334901 | BP PUMP 2L NIBP, UK 250V W/TEST AUTOMATION | 8075
Monitor Test | BP Pump 2 Test Automation | TA-BPPMP2L-US | 3334821 | BP PUMP 2L NIBP, US 120V W/TEST AUTOMATION | 8075
Monitor Test | BP Pump 2 Test Automation | TA-BPPMP2M-AUS | 3334920 | BP PUMP 2M NIBP, AUS 250V W/TEST AUTOMATION | 10240
Monitor Test | BP Pump 2 Test Automation | TA-BPPMP2M-BRAZ | 3937707 | BP PUMP 2M NIBP, BRAZ W/TEST AUTOMATION | 10240
Monitor Test | BP Pump 2 Test Automation | TA-BPPMP2M-DEN | 3334935 | BP PUMP 2M NIBP, DEN 250V W/TEST AUTOMATION | 10240
Monitor Test | BP Pump 2 Test Automation | TA-BPPMP2M-IND | 3334973 | BP PUMP 2M NIBP, IND 250V W/TEST AUTOMATION | 10240
Monitor Test | BP Pump 2 Test Automation | TA-BPPMP2M-ISR | 3334958 | BP PUMP 2M NIBP, ISR 250V W/TEST AUTOMATION | 10240
Monitor Test | BP Pump 2 Test Automation | TA-BPPMP2M-ITAL | 3334964 | BP PUMP 2M NIBP, ITAL 250V W/TEST AUTOMATION | 10240
Monitor Test | BP Pump 2 Test Automation | TA-BPPMP2M-SHK | 3334947 | BP PUMP 2M NIBP, SHK 250V W/TEST AUTOMATION | 10240
Monitor Test | BP Pump 2 Test Automation | TA-BPPMP2M-SWZ | 3334986 | BP PUMP 2M NIBP, SWZ 250V W/TEST AUTOMATION | 10240
Monitor Test | BP Pump 2 Test Automation | TA-BPPMP2M-UK | 3334999 | BP PUMP 2M NIBP, UK 250V W/TEST AUTOMATION | 10240
Monitor Test | BP Pump 2 Test Automation | TA-BPPMP2M-US | 3334912 | BP PUMP 2M NIBP, US 120V W/TEST AUTOMATION | 10240
Monitor Test | BP Pump Accessories | 2780003FG | 2391882 | ACCESSORY KIT (TUBINGS AND FITTINGS) | 174
Monitor Test | BP Pump Accessories | 2780512FG | 2391894 | ECG ADAPTER BLOCK | 599
Monitor Test | Cufflink Accessories | 3010-0016 | 2198760 | CORDSET AUSTRALIA 250VAC 10AMP | 69
Monitor Test | Cufflink Accessories | 4920-0003FG | 2392304 | COUPLER PNL MNT QUICK DISC | 69
Monitor Test | Cufflink Accessories | 9503-0020FG | 2392707 | CUFF/HOSE ADAPTER (0.170IN BARB) | 138
Monitor Test | Cufflink Accessories | 9503-0023FG | 2392718 | CUFF/HOSE ADAPTER (1/4IN BARB): IVAC/ALARIS 4200 | 138
Monitor Test | Cufflink Accessories | 9503-0019FG | 2392695 | CUFF/HOSE ADAPTER (1/8IN BARB) | 138
Monitor Test | Cufflink Accessories | 9503-0014FG | 2392642 | CUFF/HOSE ADAPTER (CLIPPARD) | 160
Monitor Test | Cufflink Accessories | 9503-0015FG | 2392656 | CUFF/HOSE ADAPTER (COLDER): PROTOCOL SYSTEMS | 138
Monitor Test | Cufflink Accessories | 9503-0017FG | 2392674 | CUFF/HOSE ADAPTER (LUER NON-LOCKING MALE) | 160
Monitor Test | Cufflink Accessories | 9503-0018FG | 2392688 | CUFF/HOSE ADAPTER (LUER-LOCKING MALE) | 160
Monitor Test | Cufflink Accessories | 9513-0260 | 2245300 | CUFFLINK ADAPTER KIT | 594
Monitor Test | DS6100 Accessories | 3010-0311 | 2199400 | 4100-04 HP 5UV (12M) CABLE | 649
Monitor Test | DS6100 Accessories | 3010-0313 | 2199421 | 4100-06 SPACELABS (5M) CABLE | 253
Monitor Test | DS6100 Accessories | 3010-0314FG | 2392208 | 4100-08 GE 3100/DATASCOPE (6F) | 275
Monitor Test | DS6100 Accessories | 3010-0315FG | 2392213 | 4100-09 SPACELABS (6M) CABLE | 242
Monitor Test | DS6100 Accessories | 3010-0338 | 2199524 | 4100-53 ECG HI LEVEL PHONE JK | 160
Monitor Test | DS6100 Accessories | 3010-0343 | 2199549 | 4100-60 MQ-3 | 374
Monitor Test | DS6100 Accessories | 9513-0148 | 2244517 | 6070-13B 12 LEAD MODULE SET | 605
Monitor Test | DS6100 Accessories | 9513-0161 | 2244640 | 6070-24B DEFIB TRAINING MODULE | 534
Monitor Test | DS6100 Accessories | 9513-0165 | 2244678 | 6070-29B IABP/DSCOPE 90 MODULE | 693
Monitor Test | DS6100 Accessories | DATSIM-4401 | 2424383 | BLOOD PRESSURE CABLE SIEMENS MEDICAL SIRECUST TO DATASIM | 374
Monitor Test | Index 2 Accessories | INDEX2-CHRG/AUS | 2521483 | BATTERY CHARGER 12V/500MA AUS250V | 174
Monitor Test | Index 2 Accessories | INDEX2-CHRG/JPN | 2521452 | BATTERY CHARGER 12V/500MA JPN100V | 174
Monitor Test | Index 2 Accessories | INDEX2-CHRG/SHK | 2521476 | BATTERY CHARGER 12V/500MA SHK250V | 174
Monitor Test | Index 2 Accessories | INDEX2-CHRG/UK | 2521429 | BATTERY CHARGER 12V/500MA UK250V | 174
Monitor Test | Index 2 Accessories | INDEX2-CHRG/US | 2521465 | BATTERY CHARGER 12V/500MA USA120V | 200
Monitor Test | Index 2 Accessories | INDEX2-CHARGER/US | 4944005 | BATTERY CHARGER,100-264VAC,12V,0.8A, USA 120V | 142
Monitor Test | Index 2 Accessories | 5170520 | 2225977 | CABLE ASBY BCI OXIMETER | 189
Monitor Test | Index 2 Accessories | 5170521 | 2225989 | CABLE ASBY BCI PROBE TEST | 189
Monitor Test | Index 2 Accessories | 5170518 | 2391965 | CABLE ASBY CRITICARE OXIMTR | 373
Monitor Test | Index 2 Accessories | 5170519 | 2225961 | CABLE ASBY CRITICARE P TEST | 294
Monitor Test | Index 2 Accessories | 5170516 | 2391952 | CABLE ASBY DATASCOPE OXIMTR | 189
Monitor Test | Index 2 Accessories | 5170528 | 2226034 | CABLE ASBY DATEX OXIMETER | 273
Monitor Test | Index 2 Accessories | 5170529 | 2226041 | CABLE ASBY DATEX PROBE TEST | 221
Monitor Test | Index 2 Accessories | 5170533 | 2226083 | CABLE ASBY HP 8 PIN OXIMETER | 273
Monitor Test | Index 2 Accessories | 5170534 | 2226090 | CABLE ASBY HP PROBE TEST | 294
Monitor Test | Index 2 Accessories | 5170527 | 2226029 | CABLE ASBY MASIMO OXIMETER | 273
Monitor Test | Index 2 Accessories | 5170535 | 2226104 | CABLE ASBY MASIMO PROBE TEST | 294
Monitor Test | Index 2 Accessories | 5170524 | 2226007 | CABLE ASBY N3000/N200 OXMTR | 189
Monitor Test | Index 2 Accessories | 5170530 | 2226052 | CABLE ASBY NONIN OXIMETER | 189
Monitor Test | Index 2 Accessories | 5170512 | 2391934 | CABLE ASBY NOVAMETRIX OXIMTR | 189
Monitor Test | Index 2 Accessories | 5170513 | 2391941 | CABLE ASBY NOVAMETRIX P TEST | 263
Monitor Test | Index 2 Accessories | 5170506 | 2225938 | CABLE ASBY OHMEDA PROBE TEST | 132
Monitor Test | Index 2 Accessories | 5170510FG | 2391918 | CABLE ASBY RESPIRONICS OXIMTR | 221
Monitor Test | Index 2 Accessories | 5170532 | 2226076 | CABLE ASBY UNIVERSAL ELEC | 189
Monitor Test | Index 2 Accessories | 5170531 | 2226065 | CABLE ASBY UNIVERSAL PROBE TST | 189
Monitor Test | Index 2 Accessories | INDEX2-4405 | 2447418 | CABLE ASSEMBLY ,PHILIPS MEDICAL OXIMETER WITH D-CONNECTOR | 242
Monitor Test | Index 2 Accessories | INDEX-2-4401 | 2413628 | CABLE ASSEMBLY CRITICARE OXIMETER WITH D-SUB CONNECTOR | 174
Monitor Test | Index 2 Accessories | INDEX2-4406 | 2447452 | CABLE ASSEMBLY PHILIPS MEDICAL PROBE TEST WITH D-CONNECTOR | 242
Monitor Test | Index 2 Accessories | 5170508 | 2225945 | CABLE NELLCOR/NONIN PROBE TEST | 163
Monitor Test | Index 2 Accessories | 3362013 | 2204282 | CARRYING CASE QED-6/INDEX | 163
Monitor Test | Index 2 Accessories |  | 2413619 | ELEC SIM CABLE ASSEMBLY GE/OHMEDA 3700/3800/3900 VER 3 | 242
Monitor Test | Index 2 Accessories | 9530-0064 | 2248568 | MULTI-PURPOSE HARD CASE 1500 | 394
Monitor Test | Index 2 Accessories | SPO2 TEST SET USA | 2647324 | TEST SET,SPO2/PULSE OXIMETER(ZOLL/MASSIMO) | 6450
Monitor Test | Index 2 XLFE | INDEX2LFE-JPN 100V | 2447465 | INDEX2LFE-JAPAN100V,SPO2 SIMULATOR (OP AND ELEC SIM) | 6955
Monitor Test | Index 2 XLFE | INDEX2XLFE-AUS250V | 2399921 | SPO2 SIMULATOR (OP & ELEC SIM) | 6955
Monitor Test | Index 2 XLFE | INDEX2XLFE-UK250V | 2399939 | SPO2 SIMULATOR (OP & ELEC SIM) | 6955
Monitor Test | Index 2 XLFE | INDEX2LFE-USA120V | 2250244 | SPO2 SIMULATOR (OP AND ELEC SIM) | 6955
Monitor Test | Index 2 XLFE | INDEX2XLFE-SHK250V | 2395309 | SPO2 SIMULATOR (OP AND ELEC SIM) | 6955
Monitor Test | Index 2 XLFE | INDEX2LFE-BRAZ | 3938262 | SPO2 SIMULATOR (OP AND ELEC SIM) | 6955
Monitor Test | MedSim 300B Accessories | 9530-0026FG | 2392826 | MEDSIM CARRY CASE | 198
Monitor Test | MPS450 Accessories | 5183032FG | 2392031 | BP CABLE BURDICK DATEX P&B | 402
Monitor Test | MPS450 Accessories | 5183030 | 2226986 | BP CABLE COROMETRICS 12 PIN | 374
Monitor Test | MPS450 Accessories | 5183024 | 2226947 | BP CABLE COROMETRICS 3P3S | 286
Monitor Test | MPS450 Accessories | 5183008 | 2226842 | BP CABLE DATA SCOPE | 308
Monitor Test | MPS450 Accessories | 5183012 | 2226874 | BP CABLE HP 12-PIN | 374
Monitor Test | MPS450 Accessories | 5183027FG | 2392022 | BP CABLE MARQUETTE 7000 | 308
Monitor Test | MPS450 Accessories | 5183007 | 2226839 | BP CABLE MARQUETTE TWIN ASBY | 693
Monitor Test | MPS450 Accessories | 5183011 | 2226863 | BP CABLE MENNEN MED | 319
Monitor Test | MPS450 Accessories | 5183014 | 2226895 | BP CABLE NIHON KHODEN | 402
Monitor Test | MPS450 Accessories | 5183010 | 2226856 | BP CABLE PHYS-C VITAT TEK | 308
Monitor Test | MPS450 Accessories | 5183016 | 2226901 | BP CABLE SIEMENS 10-PIN | 446
Monitor Test | MPS450 Accessories | 5183020 | 2226912 | BP CABLE S-LABS SQIB VITA | 198
Monitor Test | MPS450 Accessories | 5183006FG | 2392010 | BP CABLE UNIVERSAL ASBY | 149
Monitor Test | MPS450 Accessories | 5183028 | 2226973 | CABLE ASBY HP INJECTATE | 198
Monitor Test | MPS450 Accessories | 5183001FG | 2391976 | CABLE ASBY TEMP 400 SERIES | 198
Monitor Test | MPS450 Accessories | 5183002FG | 2391983 | CABLE ASBY TEMP 700 SERIES | 198
Monitor Test | MPS450 Accessories | 5183004FG | 2391990 | CABLE ASBY UNIVERSAL C/O | 127
Monitor Test | MPS450 Accessories | 5183005FG | 2392005 | CABLE MPS ADAPTER | 231
Monitor Test | MPS450 Accessories | 9530-0072 | 2248623 | MPS450 CARRYING CASE | 198
Monitor Test | MPS450 Accessories | TEMP CABLE | 3015280 | UT-4 | 160
Monitor Test | PROSIM | PROSIM 8 SPOT KIT | 5238495 | PROSIM8 + SPOT KIT | 11280
Monitor Test | PROSIM | PROSIM 8 KIT AUS | 5255933 | PROSIM8 AUS + SPOT | 10950
Monitor Test | PROSIM | PROSIM 8 KIT BRAZ | 5255940 | PROSIM8 BRAZ + SPOT | 10950
Monitor Test | PROSIM | PROSIM 8 KIT JAPAN | 5262232 | PROSIM8 JAPAN + SPOT | 10950
Monitor Test | PROSIM | PROSIM 8 KIT SCHUK | 5255916 | PROSIM8 SCHUKO + SPOT | 10950
Monitor Test | PROSIM | PROSIM 8 KIT UK | 5255925 | PROSIM8 UK + SPOT | 10950
Monitor Test | ProSim 2 | PROSIM 2 | 4318341 | VITAL SIGNS SIMULATOR | 2010
Monitor Test | ProSim 3 | PROSIM 3 LC-AUS | 4381761 | AC/DC POWER SUPPLY SET FOR PROSIM 2/3 - AUSTRALIA | 119
Monitor Test | ProSim 3 | PROSIM 3 LC-DEN | 4381777 | AC/DC POWER SUPPLY SET FOR PROSIM 2/3 - DENMARK | 119
Monitor Test | ProSim 3 | PROSIM 3 LC-INDIA | 4381789 | AC/DC POWER SUPPLY SET FOR PROSIM 2/3 - INDIA | 119
Monitor Test | ProSim 3 | PROSIM 3 LC-ISRAEL | 4381792 | AC/DC POWER SUPPLY SET FOR PROSIM 2/3 - ISRAEL | 119
Monitor Test | ProSim 3 | PROSIM 3 LC-ITALY | 4381809 | AC/DC POWER SUPPLY SET FOR PROSIM 2/3 - ITALY | 119
Monitor Test | ProSim 3 | PROSIM 3 LC-SWISS | 4381811 | AC/DC POWER SUPPLY SET FOR PROSIM 2/3 - SWITZERLAND | 119
Monitor Test | ProSim 3 | PROSIM 3 LC-UK | 4381750 | AC/DC POWER SUPPLY SET FOR PROSIM 2/3 - UK | 119
Monitor Test | ProSim 3 | PROSIM 3 LC-US | 4381738 | AC/DC POWER SUPPLY SET FOR PROSIM 2/3 - US | 119
Monitor Test | ProSim 3 | PROSIM 3 LC-SCHUKO | 4381745 | AC/DC POWER SUPPLY SET FOR PROSIM 2/3 SCHUKO | 119
Monitor Test | ProSim 3 | PROSIM 3 | 4307790 | VITAL SIGNS SIMULATOR | 3475
Monitor Test | ProSim 4 | PROSIM 4 | 3985156 | VITAL SIGNS SIMULATOR | 4060
Monitor Test | ProSim 4 | PROSIM 4 - 04 | 3985195 | VITAL SIGNS SIMULATOR, AUSTRALIA | 4060
Monitor Test | ProSim 4 | PROSIM 4 - 05 | 3985206 | VITAL SIGNS SIMULATOR, BRAZIL | 4060
Monitor Test | ProSim 4 | PROSIM 4 - 03 | 3985188 | VITAL SIGNS SIMULATOR, JAPAN | 4060
Monitor Test | ProSim 4 | PROSIM 4 - 01 | 3985163 | VITAL SIGNS SIMULATOR, SCHUKO | 4060
Monitor Test | ProSim 4 | PROSIM 4 - 02 | 3985174 | VITAL SIGNS SIMULATOR, UK | 4060
Monitor Test | ProSim 8 | PROSIM SPOT | 3985658 | SPO2 TEST MODULE | 3960
Monitor Test | ProSim 8 | PROSIM 8 | 3979409 | VITAL SIGNS SIMULATOR | 7235
Monitor Test | ProSim 8 | PROSIM 8 - 04 | 3979448 | VITAL SIGNS SIMULATOR, AUSTRALIA | 7235
Monitor Test | ProSim 8 | PROSIM 8 - 05 | 3979453 | VITAL SIGNS SIMULATOR, BRAZIL | 7235
Monitor Test | ProSim 8 | PROSIM 8 - 03 | 3979430 | VITAL SIGNS SIMULATOR, JAPAN | 7235
Monitor Test | ProSim 8 | PROSIM 8 - 01 | 3979411 | VITAL SIGNS SIMULATOR, SCHUKO | 7235
Monitor Test | ProSim 8 | PROSIM 8 - 02 | 3979427 | VITAL SIGNS SIMULATOR, UK | 7235
Monitor Test | Prosim 8p | PROSIM 8P-04 | 4322373 | VITAL SIGNS SIMULATOR, AUSTRALIA/CHINA | 8275
Monitor Test | Prosim 8p | PROSIM 8P-01 | 4322364 | VITAL SIGNS SIMULATOR, SCHUKO | 8275
Monitor Test | ProSim Accessories | 9513-0201 | 2244990 | ADAPTER KIT-3.2MM PIN TO SNAP | 142
Monitor Test | ProSim Accessories | BPPS68 | 4021085 | BATTERY PACK | 340
Monitor Test | ProSim Accessories | 3010-0671FG | 2392297 | CABLE BP MARQ EAGLE B | 394
Monitor Test | ProSim Accessories | 3010-0650FG | 2392285 | CABLE CO MARQ EAGLE | 447
Monitor Test | ProSim Accessories | PROSIM 6/8 CASE | 4034597 | CARRYING CASE | 227
Monitor Test | ProSim Accessories | 3010-0289FG | 2392199 | CI-3 CABLE ASSEMBLY | 357
Monitor Test | ProSim Accessories | 3010-0284 | 2199240 | COA-1 CABLE ASSEMBLY | 153
Monitor Test | ProSim Accessories | 2719-0153FG | 2392158 | CONN AUDIO 4 PIN FEMALE | 98
Monitor Test | ProSim Accessories | PROSIM8-4402GECO | 4022300 | DIN CARDIAC OUTPUT MARQ EAGLE | 670
Monitor Test | ProSim Accessories | PS8 DRAGER CABLES | 3984993 | DRAGER INFINITY CABLE SET | 815
Monitor Test | ProSim Accessories | 3010-0103 | 2198887 | DS-1 BLOOD PRESSURE CABLE | 500
Monitor Test | ProSim Accessories | 3010-0584 | 2200955 | DX-1 B.P. CABLE ASSEMBLY | 231
Monitor Test | ProSim Accessories | PROSIM4-8004 | 4026551 | ECG SNAP/BANANA MODULE | 351
Monitor Test | ProSim Accessories | 3010-0104 | 2198893 | EM-1 BLOOD PRESSURE CABLE | 500
Monitor Test | ProSim Accessories | PS8 GE CABLES | 3984968 | GE MARQUETTE EAGLE/DASH/SOLAR CABLE | 1435
Monitor Test | ProSim Accessories | PS8 HP/PHI CABLES | 3984922 | HP/PHILLIPS INTELLIVUE | 1045
Monitor Test | ProSim Accessories | 3010-0110 | 2198902 | HP-3 BLOOD PRESSURE CABLE | 258
Monitor Test | ProSim Accessories | 3010-0111 | 2198916 | HP-4 BLOOD PRESSURE CABLE | 268
Monitor Test | ProSim Accessories | 3010-0285 | 2199257 | HPT-2 TEMP/C.O. INJCT CBL ASSY | 447
Monitor Test | ProSim Accessories | 3010-0206 | 2199096 | KT-1 BLOOD PRESSURE CABLE | 588
Monitor Test | ProSim Accessories | UT-4 | 2523334 | LOW PROFILE 1/4-INCH PHONE PLUG,YSI 400 SERIES COMPATIBLE 2 CONDUCTOR | 119
Monitor Test | ProSim Accessories | 3010-0120 | 2198969 | LT-1 BLOOD PRESSURE CABLE | 387
Monitor Test | ProSim Accessories | PS SPO2 MASIMO | 4034609 | MASIMO RAINBOW SIMULATION CABLE | 2670
Monitor Test | ProSim Accessories | MINIDIN/DIN IBP | 3408564 | MINIDIN TO DIN DIN IBP ADAPTER | 289
Monitor Test | ProSim Accessories | 3010-0122 | 2198978 | MQ-2 BLOOD PRESSURE CABLE | 227
Monitor Test | ProSim Accessories | 3010-0357 | 2199627 | MQ-3 BLOOD PRESSURE CABLE | 357
Monitor Test | ProSim Accessories | PROSIM CHAMBER | 4034611 | NIBP TEST 500 ML RIGID CHAMBER | 340
Monitor Test | ProSim Accessories | PS8 NK CABLES | 3985009 | NIHON KOHDEN CABLE SET | 670
Monitor Test | ProSim Accessories | 3010-0208 | 2199107 | NK-1 BLOOD PRESSURE CABLE | 248
Monitor Test | ProSim Accessories | 3010-0116 | 2198940 | PC-1 BLOOD PRESSURE CABLE | 268
Monitor Test | ProSim Accessories | NIHON KHODEN CABLES | 5079286 | PROSIM 2/3, 4, 8 IBP CONNECTION CABLES | 387
Monitor Test | ProSim Accessories | PS4 ACC W/O BATT | 4858429 | PROSIM 4 ACC KIT W/O BATTERY | 1240
Monitor Test | ProSim Accessories | BPPS4 BATTERY PACK | 4026823 | PROSIM 4 BATTERY PACK | 351
Monitor Test | ProSim Accessories | CCPS4 CARRY CASE | 4026799 | PROSIM 4 CARRYING CASE | 186
Monitor Test | ProSim Accessories | PS4 POWER SUPPLY | 4026773 | PROSIM 4 POWER SUPPLY | 150
Monitor Test | ProSim Accessories | PS8 SPACEL CABLES | 3984946 | PROSIM 8 SPACELABS ULTRAVIEW CABLE SET | 815
Monitor Test | ProSim Accessories | MANDREL SET | 4308086 | PROSIM NIBP MANDREL SET | 170
Monitor Test | ProSim Accessories | PS4 ACC KIT | 3984878 | PROSIM4 ACCESSORY KIT | 1630
Monitor Test | ProSim Accessories | PS8 ACC KIT | 3984910 | PROSIM8 ACCESSORY KIT | 2250
Monitor Test | ProSim Accessories | CCPS4/SPOT LIGHT | 4236147 | PS4 SPOT LIGHT CARRY CASE | 160
Monitor Test | ProSim Accessories | NIBP-100ML-METAL | 4083569 | RIGID ALUMINUM 100ML CHAMBER FOR TESTING NIBP | 320
Monitor Test | ProSim Accessories | NIBP-500ML-METAL | 4083557 | RIGID ALUMINUM 500ML CHAMBER FOR TESTING NIBP | 449
Monitor Test | ProSim Accessories | 3010-0114 | 2198925 | SM-1 BLOOD PRESSURE CABLE | 438
Monitor Test | ProSim Accessories | 3010-0076 | 2198879 | TK-1 B.P. CABLE | 196
Monitor Test | ProSim Accessories | 14622 | 2461946 | TUBING KIT W/INFLATION BULB | 150
Monitor Test | ProSim Accessories | 3010-0048FG | 2392173 | UNIVERSAL UNTERM BP CABLE | 121
Monitor Test | ProSim Accessories | PS4/6/8 USB CABLE | 4034393 | USB CABLE, MINI B SERIES, 1 METER LONG | 119
Monitor Test | ProSim Accessories | 3010-0193 | 2199019 | UT-2 TEMP CABLE 700 SERIES YSI | 140
Monitor Test | ProSim Accessories | PS8 WA/PRO CABLES | 3984979 | WELCH ALLYN/PROPAQ CABLE SET | 825
Monitor Test | ProSim Combos | PROSIM2 SPOT KIT-4 | 4355121 | PROSIM 2 + SPOT LIGHT KIT - AUSTRALIA/CHINA | 3560
Monitor Test | ProSim Combos | PROSIM2 SPOT KIT-5 | 4355139 | PROSIM 2 + SPOT LIGHT KIT - BRAZIL | 3560
Monitor Test | ProSim Combos | PROSIM2 SPOT KIT-3 | 4355117 | PROSIM 2 + SPOT LIGHT KIT - JAPAN | 3560
Monitor Test | ProSim Combos | PROSIM2 SPOT KIT-1 | 4355094 | PROSIM 2 + SPOT LIGHT KIT - SCHUKO | 3560
Monitor Test | ProSim Combos | PROSIM2 SPOT KIT-2 | 4355100 | PROSIM 2 + SPOT LIGHT KIT - UK | 3560
Monitor Test | ProSim Combos | PROSIM2 SPOT KIT | 4355082 | PROSIM 2 + SPOT LIGHT KIT - US | 3560
Monitor Test | ProSim Combos | PROSIM4SPOT3 KIT-4 | 4355188 | PROSIM 4 + PROSIM 3 + SPOT LIGHT KIT - AUSTRALIA/CHINA | 7135
Monitor Test | ProSim Combos | PROSIM4SPOT3 KIT-5 | 4355195 | PROSIM 4 + PROSIM 3 + SPOT LIGHT KIT - BRAZIL | 7135
Monitor Test | ProSim Combos | PROSIM4SPOT3 KIT-3 | 4355174 | PROSIM 4 + PROSIM 3 + SPOT LIGHT KIT - JAPAN | 7135
Monitor Test | ProSim Combos | PROSIM4SPOT3 KIT-1 | 4355156 | PROSIM 4 + PROSIM 3 + SPOT LIGHT KIT - SCHUKO | 7135
Monitor Test | ProSim Combos | PROSIM4SPOT3 KIT-2 | 4355163 | PROSIM 4 + PROSIM 3 + SPOT LIGHT KIT - UK | 7135
Monitor Test | ProSim Combos | PROSIM4SPOT3 KIT | 4355142 | PROSIM 4 + PROSIM 3 + SPOT LIGHT KIT - US | 7135
Monitor Test | ProSim Combos | PROSIM SPOTLIGHT | 4179342 | SPO2 FUNCTIONAL TESTER W/ PROSIM 4 | 5630
Monitor Test | ProSim Combos | PROSIM SPOTLIGHT-4 | 4179407 | SPO2 FUNCTIONAL TESTER W/ PROSIM 4 AUSTRALIA/CHINA | 5630
Monitor Test | ProSim Combos | PROSIM SPOTLIGHT-5 | 4179418 | SPO2 FUNCTIONAL TESTER W/ PROSIM 4 BRAZIL | 5630
Monitor Test | ProSim Combos | PROSIM SPOTLIGHT-3 | 4179395 | SPO2 FUNCTIONAL TESTER W/ PROSIM 4 JAPAN | 5630
Monitor Test | ProSim Combos | PROSIM SPOTLIGHT-1 | 4179363 | SPO2 FUNCTIONAL TESTER W/ PROSIM 4 SCHUKO | 5630
Monitor Test | ProSim Combos | PROSIM SPOTLIGHT-2 | 4179388 | SPO2 FUNCTIONAL TESTER W/ PROSIM 4 UK | 5630
Monitor Test | ProSim SPOT Light | SPOT LIGHT | 4111101 | SPO2 FUNCTIONAL TESTER | 2505
Monitor Test | ProSim SPOT Light | SPOT LIGHT-04 | 4142764 | SPOT LIGHT SPO2 FUNCTIONAL TESTER, AUSTRALIA/CHINA | 2505
Monitor Test | ProSim SPOT Light | SPOT LIGHT-05 | 4142814 | SPOT LIGHT SPO2 FUNCTIONAL TESTER, BRAZIL | 2505
Monitor Test | ProSim SPOT Light | SPOT LIGHT-03 | 4142758 | SPOT LIGHT SPO2 FUNCTIONAL TESTER, JAPAN | 2505
Monitor Test | ProSim SPOT Light | SPOT LIGHT-01 | 4142735 | SPOT LIGHT SPO2 FUNCTIONAL TESTER, SCHUKO | 2505
Monitor Test | ProSim SPOT Light | SPOT LIGHT-02 | 4142747 | SPOT LIGHT SPO2 FUNCTIONAL TESTER, UK | 2505
Monitor Test | PS320 | PS320 | 2583030 | FETAL SIMULATOR | 2690
Monitor Test | PS320 Accessories | 17440 | 2462295 | BP//TOCO CABLE, UNTERMINATED, PS-420/440//320 | 160
Monitor Test | PS320 Accessories | 17486 | 2462519 | COROMETRICS EXT TOCO SIMULATION CABLE | 237
Monitor Test | PS320 Accessories | 17481 | 2462469 | COROMETRICS IUP TOCO SIMULATION CABLE | 237
Monitor Test | PS320 Accessories | 17483 | 2462484 | COROMETRICS ULTRASOUND SIMULATION CABLE SERIES 116, 118, 170, 250 | 237
Monitor Test | PS320 Accessories | 17488 | 2462537 | HP,8040 SER ULTRASND SIMU CBLE PS-320 | 237
Monitor Test | PS320 Accessories | 17489 | 2462543 | HP,8040 SER,EXT TOCO SIMU CBLE PS-320 | 237
Monitor Test | PS320 Accessories | 17484 | 2462491 | HP/AG/PH,50 SER,EXT TOCO SIMU CBLE PS-320 | 237
Monitor Test | PS320 Accessories | 17482 | 2462478 | HP/AG/PH,50 SER,ULTRASND SIMULATION CBL PS-320 | 237
Monitor Test | PS320 Accessories | 17487 | 2462528 | HP/AG/PH,50&8040 SER,IUP TOCO SIMU CBLE PS-320 | 237
Monitor Test | PS320 Accessories | 17156 | 2462123 | MFH-1 CABLE | 160
Monitor Test | PS320 Accessories | 17492 | 2462570 | OXFORD TOCO IUP SIMULATION CABLE PS-320 | 237
Monitor Test | PS320 Accessories | 17490 | 2462555 | OXFORD ULTRASND SIMU CBLE 1.5MHZ (YEL) PS-320 | 237
Monitor Test | PS320 Accessories | 17491 | 2462562 | OXFORD ULTRASND SIMU CBLE 2.0MHZ (BLUE) PS-320 | 237
Monitor Test | PS320 Accessories | PS320 CORO Ul | 4021537 | PS320 COROMETRICS ULTRASOUND SIMULATION CABLE SERIES 120 | 206
Monitor Test | PS320 Accessories | PS320-4401 | 3766293 | PS320/FM30IUP; PHILIPS FM30 IUP SIMULATION CABLE | 351
Monitor Test | PS320 Accessories | 17291 | 2462217 | RS-232 CABLE, PS-320/420/440 | 140
Monitor Test | PS320 Kits | PS320 KIT GE CORO | 2794057 | PS320 KIT FOR GE COROMETRICS FETAL MONITORS | 4215
Monitor Test | PS320 Kits | PS320 KIT OXFORD | 2794078 | PS320 KIT FOR OXFORD FETAL MONITORS | 4215
Monitor Test | PS320 Kits | PS320 KIT PHILIPS | 2794069 | PS320 KIT FOR PHILIPS/HP/AG FETAL MONITORS | 4565
Monitor Test | PS320 Mechanical Fetal Heart | MFH-1 | 2651757 | MECHANICAL FETAL HEART PROBE | 1175
Monitor Test | PS410 | PS410 | 2631276 | ECG SIMULATOR | 1055
Monitor Test | PS4XX Accessories | 17460 | 2462386 | BCI INTERNATIONAL TK-1,BP CABLE (6M) | 237
Monitor Test | PS4XX Accessories | 17455 | 2462364 | CARD O/P ADP COA-HP DIR CONN CBLE PS-420/440 | 289
Monitor Test | PS4XX Accessories | 37290 | 2651740 | CARDIAC OUTPUT ADAPTER BOX PS-420 | 765
Monitor Test | PS4XX Accessories | 17434 | 2462288 | DATEX-PB-2 BP CBLE,AS/3,CS/3,CCII,TCC,LIGH,10F | 258
Monitor Test | PS4XX Accessories | 17446 | 2462320 | HEWLETT PACKARD TEMP CABLE YSI 400 PS-420/440 | 735
Monitor Test | PS4XX Accessories | 17466 | 2462402 | MARQTE MED-MQ-3,BP-CBLE,EGL,TRAM SCP 11M RECT | 289
Monitor Test | PS4XX Accessories | 17485 | 2462504 | MARQUETTE, DIRECT CARDIAC O/P CBLE PS-420/440 | 428
Monitor Test | PS4XX Accessories | 17429 | 2462263 | NIHON KOHDEN-NK-1, BP CABLE (5M) | 217
Monitor Test | PS4XX Accessories | 17468 | 2462425 | SIEMENS-SM-1, BP CABLE, MICOR/MINGO (15M) | 237
Monitor Test | PS4XX Accessories | 17406 | 2462242 | SIEMENS-SM-1, BP CABLE, SIRECUST SERIES, (10M) | 206
Monitor Test | PS4XX Accessories | 17469 | 2462433 | SPACELABS-SL-1, BP CABLE , ALPHA/703R, (5M) | 289
Monitor Test | PS4XX Accessories | 17445 | 2462312 | UNIVERSAL (UNTERMINATED) 400/700 TEMPERATURE CABLE | 109
Neonate Test | Dale40 | DALE40 | 2249221 | PHOTOTHERAPY RADIOMETER | 2235
Neonate Test | INCU II | INCU II NO BT KIT | 5238513 | INCU II NON-WIRELESS + HEATER ASSY KIT | 9640
Neonate Test | INCU II | INCU II BT KIT | 5238508 | INCU II WIRELESS + HEATER ASSY KIT | 9640
Neonate Test | INCU II | INCU II-NO BT | 4722635 | INCUBATOR ANALYZER, NON-WIRELESS | 9370
Neonate Test | INCU II | INCU II-BT | 4722620 | INCUBATOR ANALYZER, WIRELESS | 9370
Neonate Test | INCU II Accessories | INCU II A F SENSOR | 4721017 | AIR FLOW SENSOR | 43
Neonate Test | INCU II Accessories | INCU II B PUCK | 4721153 | BLUE TEMPERATURE PUCK | 186
Neonate Test | INCU II Accessories | INCU II B SENSOR | 4721074 | BLUE TEMPERATURE SENSOR | 160
Neonate Test | INCU II Accessories | INCU II G PUCK | 4721127 | GREEN TEMPERATURE PUCK | 186
Neonate Test | INCU II Accessories | INCU II G SENSOR | 4721042 | GREEN TEMPERATURE SENSOR | 160
Neonate Test | INCU II Accessories | INCU II H SENSOR | 4721021 | HUMIDITY SENSOR | 32
Neonate Test | INCU II Accessories | INCU II-CABLE | 4720996 | K-TYPE THERMOCOUPLE | 11
Neonate Test | INCU II Accessories | INCU II R PUCK | 4721111 | RED TEMPERATURE PUCK | 186
Neonate Test | INCU II Accessories | INCU II R SENSOR | 4721039 | RED TEMPERATURE SENSOR | 160
Neonate Test | INCU II Accessories | INCU II ST HEATER | 4721175 | SKIN TEMPERATURE HEATER ASSEMBLY | 279
Neonate Test | INCU II Accessories | INCU II S SENSOR | 4721000 | SOUND SENSOR | 32
Neonate Test | INCU II Accessories | INCU II SPACERS | 4721109 | TRIPOD SPACERS | 11
Neonate Test | INCU II Accessories | INCU II USB | 4721166 | TYPE A TO MICRO B, USB CABLE | 11
Neonate Test | INCU II Accessories | INCU II W PUCK | 4721148 | WHITE TEMPERATURE PUCK | 186
Neonate Test | INCU II Accessories | INCU II W SENSOR | 4721063 | WHITE TEMPERATURE SENSOR | 160
Neonate Test | INCU II Accessories | INCU II Y SENSOR | 4721056 | YELLOW TEMPERATURE SENSOR | 160
ONEQA Biomed | OneQA Enterprise | ONEQA PHILIPS Y1 | 5227760 | ANNUAL SUBSCRIPTION FOR UP TO 800 LICENSES | 540
ONEQA Biomed | OneQA Enterprise | ONEQA-ENT-10+USERS | 5236159 | ENTERPRISE PLAN-SOFTWARE ANNUAL SUBSCRIPTION | 1800
ONEQA Biomed | OneQA Pro | ONEQA PRO-1USER | 5206880 | WORKFLOW AUTOMATION SOFTWARE PRO | 1800
ONEQA Biomed | OneQA Setup | ONEQA-BAS-1YEAR | 5227810 | BASIC PLAN - SOFTWARE ANNUAL SUBSCRIPTION | 99
ONEQA Biomed | OneQA Setup | ONEQA-PRO-1YEAR | 5227831 | BASIC PLAN - SOFTWARE ANNUAL SUBSCRIPTION | 150
ONEQA Biomed | OneQA Setup | ONEQA-BAS-3 YEARS | 5241299 | BASIC PLAN-SOFTWARE ANNUAL SUBSCRIPTION | 891
ONEQA Biomed | OneQA Setup | ONEQA-BAS-5 YEARS | 5241300 | BASIC PLAN-SOFTWARE ANNUAL SUBSCRIPTION | 2475
ONEQA Biomed | OneQA Setup | ONEQA-PRO-3 YEARS | 5241317 | PRO PLAN-SOFTWARE ANNUAL SUBSCRIPTION | 1350
ONEQA Biomed | OneQA Setup | ONEQA-PRO-5 YEARS | 5241321 | PRO PLAN-SOFTWARE ANNUAL SUBSCRIPTION | 3750
Area Monitors | Primalert | 05-434-PTO | 3602502 | PRIMALARM REMOTE ALARM | 1120
Area Monitors | Primalert | 05-433-PTO | 3602494 | PRIMALERT 10 TELETHERAPY RADIATION MONITOR | 1980
Area Monitors | Primalert | 05-437-PTO | 3602525 | PRIMALERT 35 AREA RADIATION MONITOR | 1925
Area Monitors | Primalert: Accessories | 14-400 | 3262673 | AC ADAPTER, 110/230 VAC, 12 VDC | 242
Area Monitors | Primalert: Accessories | 14-102 | 3262699 | LEAD ACID BATTERY CHARGER | 294
Area Monitors | Primalert: Accessories | 05-441-PTO | 3602557 | PRIMAPAK BACKUP BATTERY PACK, 110V | 785
Area Monitors | Primalert: Accessories | 05-441 | 3354972 | US PRIMAPAK BACKUP BATTERY PACK, | 785
Dosimeters | Bleepers | 05-104 | 3266360 | BLEEPER III PERSONAL RADIATION | 1035
Dosimeters | Bleepers | 05-106 | 3266372 | BLEEPER MR RADIATION MONITOR | 1320
Dosimeters | Bleepers | 05-106-2200 | 3266385 | BLEEPER USV RADIATION MONITOR | 1410
Other Accessories & Tools | Miscellaneous | 62-103 | 3463380 | CHECK SOURCE, CS-137, 10 UCI, FLAT DISC, 1 INCH DIAMETER | 638
Other Accessories & Tools | Miscellaneous | 18-277 | 3581701 | MAMMO DEODORANT WIPES | 198
Other Accessories & Tools | Miscellaneous | 18-276 | 3264623 | MAMMO TOWELETTE WIPES | 220
Other Accessories & Tools | Miscellaneous | 03-333 | 3266281 | RADI-CLEAN DECONTAMINANT | 47
Other Accessories & Tools | Oncology Acc. and Tools | 37-064-1000 | 3581861 | ALRA RADIATION THERAPY LOTION, 1 OZ BOTTLE | 12
Portable Oscilloscopes | 190M Medical Scopemeter | 190M-2 MEDSCOPE | 4101148 | MEDICAL SCOPEMETER 2 CHANNEL | 5505
Portable Oscilloscopes | 190M Medical Scopemeter | 190M-4 MEDSCOPE | 4115804 | MEDICAL SCOPEMETER 4 CHANNEL | 6265
Radiation Survey Meters | 451: Accessories | 451EXL | 3355334 | 451 ASSISTANT FOR EXCEL | 765
Radiation Survey Meters | 451: Accessories | 190HPS | 3266723 | SURVEY METER CARRYING CASE | 745
Radiation Survey Meters | 451B Vented Ion Chamber | 451B-RYR | 2550217 | ION CHAMB SURVEY MTR W/BETA SLIDE,STD CHAMB | 3775
Radiation Survey Meters | 451B Vented Ion Chamber | 451B-RYR-SS | 3568706 | ION CHAMBER SURVEY METER W/ BETA SLIDE AND STANDARD CHAMBER | 3880
Radiation Survey Meters | 451B Vented Ion Chamber | 451B-DE-SI-RYR | 3267659 | ION CHAMBER SURVEY METER WI | 3880
Radiation Survey Meters | 451P Pressurized Ion Chamber | 451P-DE-SI-RYR | 2550239 | PRESSURIZED UR ION CHAMBER | 3920
Radiation Survey Meters | 451P Pressurized Ion Chamber | 451P-RYR | 2550256 | PRESSURIZED UR ION CHAMBER | 3920
Radiation Survey Meters | 451P Pressurized Ion Chamber | 451P-RYR-SS | 3568761 | PRESSURIZED UR ION CHAMBER SURVEY METER WITH STANDARD CHAMBER | 3920
Radiation Survey Meters | RaySafe 452 | 1504042 | 5082295 | RAYSAFE 452 AIR KERMA KIT | 4000
Radiation Survey Meters | RaySafe 452 | 1504041 | 5082288 | RAYSAFE 452 AMBIENT KIT | 4000
Radiation Survey Meters | RaySafe 452 | 1504043 | 5082301 | RAYSAFE 452 KIT | 4550
Radiation Survey Meters | RaySafe 452: Accessories | 1922117 | 5082312 | RAYSAFE 452 HEAVY DUTY CASE | 270
Radiation Survey Meters | RaySafe 452: Accessories | 1922118 | 5103180 | WRIST STRAP | 18
Rdiation Survey Meters | ASM-990/993 | ASM-993-PTO | 3584550 | ADVANCED SURVEY METER | 3305
Rdiation Survey Meters | ASM-990/993 | ASM-990-PTO | 3582509 | ADVANCED SURVEY METER (ASM) | 2615
Rdiation Survey Meters | ASM-990/993 | 990CC | 3269800 | CARRYING CASE FOR ADVANCED SURVEY METER (ASM) | 679
Rdiation Survey Meters | ASM-990/993 | 489-110D | 3265959 | GM PANCAKE PROBE WITH ABS | 795
Phantoms and Test Tools | Phantoms and Test Tools | 76-410-4130-2 | 3987744 | AAPM CT PERFORMANCE PHANTOM | 6730
Phantoms and Test Tools | Phantoms and Test Tools | 18-205 | 3264253 | ACRYLIC CONTRAST TEST DISK | 22
Phantoms and Test Tools | Phantoms and Test Tools | 18-237 | 3355144 | ACRYLIC PLATES, 10 X 10 X | 120
Phantoms and Test Tools | Phantoms and Test Tools | 89-220 | 3265838 | CARRYING CASE | 260
Phantoms and Test Tools | Phantoms and Test Tools | 18-250 | 3264579 | DIGITAL STEREOTACTIC BREAST | 1135
Phantoms and Test Tools | Phantoms and Test Tools | 18-230-3000 | 3264408 | GRID-VIEW BREAST BIOPSY | 219
Phantoms and Test Tools | Phantoms and Test Tools | 1921056 | 4712548 | HEAD & BODY CTDI GE PHANTOM | 4120
Phantoms and Test Tools | Phantoms and Test Tools | 1921046 | 4559815 | HEAD AND BODY CT PMMA PHANTOM KIT | 4120
Phantoms and Test Tools | Phantoms and Test Tools | 07-535 | 3263453 | HIGH-PRECISION X-RAY TEST 0.6-5.0 LP/MM, 0.05 MM PB | 463
Phantoms and Test Tools | Phantoms and Test Tools | 07-523-2000 | 3263381 | HIGH-PRECISION X-RAY TEST 0.5-5.0 LP/MM, 0.1 MM PB | 604
Phantoms and Test Tools | Phantoms and Test Tools | 07-501-2000 | 3263272 | HIGH-PRECISION X-RAY TEST 1.0-4.8 LP/MM, 0.1MM PB | 710
Phantoms and Test Tools | Phantoms and Test Tools | 07-539 | 3263482 | HIGH-PRECISION X-RAY TEST 1.5-20.0 LP/MM, 0.025 MM PB | 604
Phantoms and Test Tools | Phantoms and Test Tools | 1901017 | 4559591 | HVL FILTER SET MAM/RAD | 198
Phantoms and Test Tools | Phantoms and Test Tools | 1901018 | 4559600 | HVL FILTER SET RAD/DENT | 141
Phantoms and Test Tools | Phantoms and Test Tools | 1921047 | 4559826 | HVL FILTER SET WITH HIGH PURITY 99.999% | 531
Phantoms and Test Tools | Phantoms and Test Tools | 18-220 | 3264318 | MAMMOGRAPHIC ACCREDITATION PHANTOM | 1190
Phantoms and Test Tools | Phantoms and Test Tools | 18-238 | 3264460 | MAMMOGRAPHY PHOTOTIMER | 1065
Phantoms and Test Tools | Phantoms and Test Tools | 84-317 | 3265666 | MULTIPURPOSE TISSUE/CYST | 3870
Phantoms and Test Tools | Phantoms and Test Tools | 84-314 | 3355645 | MULTIPURPOSE TISSUE/CYST | 4400
Phantoms and Test Tools | Phantoms and Test Tools | 1921052 | 4712527 | RAYSAFE P 3D FLUORO PHANTOM | 624
Phantoms and Test Tools | Phantoms and Test Tools | 1921058 | 4717403 | RAYSAFE PRO-CT DOSE W/ STORM CASE | 5035
Phantoms and Test Tools | Phantoms and Test Tools | 1922078 | 4717397 | RAYSAFE PRO-DIGI | 2030
Phantoms and Test Tools | Phantoms and Test Tools | 1921059 | 5102570 | RAYSAFE PRO-FLUORO 150 | 2060
Phantoms and Test Tools | Phantoms and Test Tools | 1922103 | 4829300 | RAYSAFE PRO-SLIT | 1115
Phantoms and Test Tools | Phantoms and Test Tools | 1922110 | 4829321 | RAYSAFE PRO-STAND BASIC | 656
Phantoms and Test Tools | Phantoms and Test Tools | 1922104 | 4829317 | RAYSAFE PRO-STAND FULL | 1425
Phantoms and Test Tools | Phantoms and Test Tools | 76-801 | 3582181 | RECTANGULAR FLOOD PHANTOM | 552
Phantoms and Test Tools | Phantoms and Test Tools | 18-228 | 3264365 | STEREOTACTIC NEEDLE BIOPSY | 442
Phantoms and Test Tools | Phantoms and Test Tools | 07-633 | 3263803 | X-RAY PINHOLE ASSEMBLY - 0.010 MM | 1425
Phantoms and Test Tools | Phantoms and Test Tools | 07-613 | 3263674 | X-RAY PINHOLE ASSEMBLY - 0.030 MM | 1260
Phantoms and Test Tools | Phantoms and Test Tools | 07-617 | 3263695 | X-RAY PINHOLE ASSEMBLY - 0.075 MM | 940
Phantoms and Test Tools | Phantoms and Test Tools | 07-611 | 3263663 | X-RAY PINHOLE ASSEMBLY - 0.100 MM | 940
X-Ray QA Instruments | RaySafe DXR+ | 1151011 | 4558862 | RAYSAFE DXR+ | 730
X-Ray QA Instruments | RaySafe ThinX | 1302023 | 4559186 | RAYSAFE THINX INTRA | 2330
X-Ray QA Instruments | RaySafe ThinX | 1302024 | 4559199 | RAYSAFE THINX RAD | 2780
X-Ray QA Instruments | RaySafe ThinX | 1302026 | 4559213 | RAYSAFE THINX RAD DOSE | 1980
X-Ray QA Instruments | RaySafe ThinX | 1302025 | 4559208 | RAYSAFE THINX RAD KVP | 1645
X-Ray QA Instruments | RaySafe X2 & X2 Solo Accessories | 1922137 | 5217571 | ACCESSORY KIT CANON MAS | 102
X-Ray QA Instruments | RaySafe X2 & X2 Solo Accessories | 1902028 | 4559688 | MAS CABLE, 10M | 34
X-Ray QA Instruments | RaySafe X2 & X2 Solo Accessories | 3410034 | 4560097 | USB CABLE 2M,GREEN | 23
X-Ray QA Instruments | RaySafe X2 & X2 Solo Accessories | 3410035 | 4560106 | USB CABLE 5M EXTENDER | 46
X-Ray QA Instruments | RaySafe X2 & X2 Solo Accessories | 3410033 | 4560085 | USB CABLE 5M,BLUE | 34
X-Ray QA Instruments | RaySafe X2 & X2 Solo Accessories | 1922096 | 4853992 | X2 POWER SUPPLY KIT | 53
X-Ray QA Instruments | RaySafe X2 & X2 Solo Accessories | 1922064 | 4560060 | X2 BLUETOOTH | 58
X-Ray QA Instruments | RaySafe X2 & X2 Solo Accessories | 1902080 | 4559783 | X2 FLEXISTAND | 485
X-Ray QA Instruments | RaySafe X2 & X2 Solo Accessories | 1922068 | 4560072 | X2 GX LIGHT ADAPTER | 83
X-Ray QA Instruments | RaySafe X2 & X2 Solo Accessories | 1902091 | 4718087 | X2 LIGHT HOLDER | 58
X-Ray QA Instruments | RaySafe X2 & X2 Solo Accessories | 1922067 | 4712697 | X2 MAM FILTER, 2MM AL | 31
X-Ray QA Instruments | RaySafe X2 & X2 Solo Accessories | 1902088 | 4854002 | X2 MAMMOGRAPHY HOLDER GE | 204
X-Ray QA Instruments | RaySafe X2 & X2 Solo Accessories | 1902097 | 4959583 | X2 PANORAMIC HOLDER | 393
X-Ray QA Instruments | RaySafe X2 & X2 Solo Accessories | 1902090 | 4854025 | X2 RADIOGRAPHY HOLDER GE | 113
X-Ray QA Instruments | RaySafe X2 & X2 Solo Accessories | 1902087 | 4559803 | X2 SCANNING MAM HOLDER | 255
X-Ray QA Instruments | RaySafe X2 & X2 Solo Accessories | 1922115 | 4959576 | X2 SOLO R/F / DENT STANDARD ALU CASE | 276
X-Ray QA Instruments | RaySafe X2 & X2 Solo Accessories | 1922050 | 4560013 | X2 STANDARD CASE | 255
X-Ray QA Instruments | RaySafe X2 & X2 Solo Accessories | 1922052 | 4560024 | X2 STORM CASE | 424
X-Ray QA Instruments | RaySafe X2 & X2 Solo Accessories | 1922093 | 4908594 | X2 STORM CASE FOR GE KIT | 454
X-Ray QA Instruments | RaySafe X2 & X2 Solo Accessories | 1922053 | 4560036 | X2 STORM CASE SO | 225
X-Ray QA Instruments | RaySafe X2 & X2 Solo Accessories | 1902093 | 4787978 | X2 SUCTION CUP HOLDER | 66
X-Ray QA Instruments | RaySafe X2 & X2 Solo Accessories | 1902084 | 4559790 | X2 VACUUM HOLDER | 266
X-Ray QA Instruments | RaySafe X2 & X2 Solo Accessories | 1902089 | 4854016 | X2 VASCULAR HOLDER GE | 113
X-Ray QA Instruments | RaySafe X2 & X2 Solo Accessories | 1902103 | 5234544 | X2 VOLT CABLE - 10:1 PROBE | 135
X-Ray QA Instruments | RaySafe X2 & X2 Solo Accessories | 1902099 | 5234503 | X2 VOLT CABLE - BANANA CONNECTORS | 45
X-Ray QA Instruments | RaySafe X2 Solo: Options |  | 5085445 | SOLO HVL | 930
X-Ray QA Instruments | RaySafe X2 Solo: Systems | 1506044 | 5080827 | RAYSAFE X2 SOLO DENT | 7315
X-Ray QA Instruments | RaySafe X2 Solo: Systems | 1506043 | 5080811 | RAYSAFE X2 SOLO DENT WITH MAS | 8685
X-Ray QA Instruments | RaySafe X2 Solo: Systems | 1506042 | 5080809 | RAYSAFE X2 SOLO R/F | 7970
X-Ray QA Instruments | RaySafe X2 Solo: Systems | 1506041 | 5080792 | RAYSAFE X2 SOLO R/F WITH MAS | 9335
X-Ray QA Instruments | RaySafe X2 Solo: Systems | 1506047 | 5080853 | RAYSAFE X2 SOLO R/F WITH MAS AND HVL | 10265
X-Ray QA Instruments | RaySafe X2 Solo: Systems | 1506053 | 5216000 | RAYSAFE X2 SOLO R/F WITH MAS, HVL AND FLEXISTAND | 10750
X-Ray QA Instruments | RaySafe X2: Sensors | 1252030 | 4559158 | X2 CT SENSOR | 2205
X-Ray QA Instruments | RaySafe X2: Sensors | 1252040 | 4559164 | X2 LIGHT SENSOR | 2205
X-Ray QA Instruments | RaySafe X2: Sensors | 1252020 | 4559147 | X2 MAM SENSOR | 5070
X-Ray QA Instruments | RaySafe X2: Sensors | 1252050 | 4559173 | X2 MAM SENSOR DOSE | 3840
X-Ray QA Instruments | RaySafe X2: Sensors | 1252010 | 4559135 | X2 R/F SENSOR | 4675
X-Ray QA Instruments | RaySafe X2: Sensors | 1252060 | 4673386 | X2 SURVEY SENSOR | 2565
X-Ray QA Instruments | RaySafe X2: Systems | 1506008 | 5080588 | RAYSAFE X2 CT | 10425
X-Ray QA Instruments | RaySafe X2: Systems | 1506007 | 5080574 | RAYSAFE X2 CT, MAS | 11825
X-Ray QA Instruments | RaySafe X2: Systems | 1506045 | 5080830 | RAYSAFE X2 DENT + SURVEY | 8905
X-Ray QA Instruments | RaySafe X2: Systems | 1506046 | 5080848 | RAYSAFE X2 DENT + SURVEY, MAS | 10100
X-Ray QA Instruments | RaySafe X2: Systems | 1506032 | 5080714 | RAYSAFE X2 LIGHT | 10425
X-Ray QA Instruments | RaySafe X2: Systems | 1506031 | 5080706 | RAYSAFE X2 LIGHT, MAS | 11825
X-Ray QA Instruments | RaySafe X2: Systems | 1506004 | 5080542 | RAYSAFE X2 MAM | 13355
X-Ray QA Instruments | RaySafe X2: Systems | 1506006 | 5080563 | RAYSAFE X2 MAM DOSE | 12110
X-Ray QA Instruments | RaySafe X2: Systems | 1506005 | 5080556 | RAYSAFE X2 MAM DOSE, MAS | 13455
X-Ray QA Instruments | RaySafe X2: Systems | 1506003 | 5080539 | RAYSAFE X2 MAM, MAS | 14700
X-Ray QA Instruments | RaySafe X2: Systems | 1506014 | 5080640 | RAYSAFE X2 PRESTIGE R/F, M, C, L | 17730
X-Ray QA Instruments | RaySafe X2: Systems | 1506013 | 5080633 | RAYSAFE X2 PRESTIGE R/F, M, C, L, MAS | 19095
X-Ray QA Instruments | RaySafe X2: Systems | 1506036 | 5080750 | RAYSAFE X2 PRESTIGE R/F, M, C, S | 18130
X-Ray QA Instruments | RaySafe X2: Systems | 1506035 | 5080745 | RAYSAFE X2 PRESTIGE R/F, M, C, S, MAS | 19495
X-Ray QA Instruments | RaySafe X2: Systems | 1506038 | 5080777 | RAYSAFE X2 PRESTIGE R/F, M, L, S | 18130
X-Ray QA Instruments | RaySafe X2: Systems | 1506037 | 5080761 | RAYSAFE X2 PRESTIGE R/F, M, L, S, MAS | 19495
X-Ray QA Instruments | RaySafe X2: Systems | 1506002 | 5080521 | RAYSAFE X2 R/F | 12945
X-Ray QA Instruments | RaySafe X2: Systems | 1506010 | 5080602 | RAYSAFE X2 R/F, MAM | 15260
X-Ray QA Instruments | RaySafe X2: Systems | 1506012 | 5080625 | RAYSAFE X2 R/F, MAM DOSE | 14025
X-Ray QA Instruments | RaySafe X2: Systems | 1506011 | 5080616 | RAYSAFE X2 R/F, MAM DOSE, MAS | 15375
X-Ray QA Instruments | RaySafe X2: Systems | 1506009 | 5080595 | RAYSAFE X2 R/F, MAM, MAS | 16620
X-Ray QA Instruments | RaySafe X2: Systems | 1506001 | 5080517 | RAYSAFE X2 R/F, MAS | 14305
X-Ray QA Instruments | RaySafe X2: Systems | 1506034 | 5080738 | RAYSAFE X2 SURVEY | 10845
X-Ray QA Instruments | RaySafe X2: Systems | 1506033 | 5080723 | RAYSAFE X2 SURVEY, MAS | 12200
X-Ray QA Instruments | RaySafe Xi/Solo: Accessories | 5600136 | 4560114 | GAFCHROMIC FILM - 10PCS | 29
X-Ray QA Instruments | RaySafe Xi/Solo: Accessories | 1902026 | 4559674 | MAS CABLE, 2M | 25
X-Ray QA Instruments | RaySafe Xi/Solo: Accessories | 1902053 | 4559752 | RAYSAFE FPD HOLDER TOSHIBA | 401
X-Ray QA Instruments | RaySafe Xi/Solo: Accessories | 1902042 | 4559729 | RAYSAFE MAMMOGRAPHY HOLDER GE | 219
X-Ray QA Instruments | RaySafe Xi/Solo: Accessories | 1922012 | 4559859 | RAYSAFE MAS RECTIFIER | 120
X-Ray QA Instruments | RaySafe Xi/Solo: Accessories | 1902025 | 4559663 | RAYSAFE OPG HOLDER | 370
X-Ray QA Instruments | RaySafe Xi/Solo: Accessories | 1902043 | 4559734 | RAYSAFE RADIOGRAPHY HOLDER GE | 120
X-Ray QA Instruments | RaySafe Xi/Solo: Accessories | 1903054 | 4712445 | RAYSAFE RESOURCE CD | 593
X-Ray QA Instruments | RaySafe Xi/Solo: Accessories | 1922027 | 4559938 | RAYSAFE SOLO STANDARD CASE | 172
X-Ray QA Instruments | RaySafe Xi/Solo: Accessories | 1902060 | 4559776 | RAYSAFE VACUUM HOLDER | 260
X-Ray QA Instruments | RaySafe Xi/Solo: Accessories | 1902054 | 4559765 | RAYSAFE VASCULAR HOLDER GE | 120
X-Ray QA Instruments | RaySafe Xi/Solo: Accessories | 1922009 | 4559832 | RAYSAFE XI BLUETOOTH SERIAL ADAPTER | 312
X-Ray QA Instruments | RaySafe Xi/Solo: Accessories | 1922013 | 4559867 | RAYSAFE XI CASE | 250
X-Ray QA Instruments | RaySafe Xi/Solo: Accessories | 1902037 | 4559707 | RAYSAFE XI CASSETTE HOLDER | 370
X-Ray QA Instruments | RaySafe Xi/Solo: Accessories | 1902024 | 4559656 | RAYSAFE XI DETECTOR CABLE, 10M | 36
X-Ray QA Instruments | RaySafe Xi/Solo: Accessories | 1902010 | 4559621 | RAYSAFE XI DETECTOR CABLE, 2M | 25
X-Ray QA Instruments | RaySafe Xi/Solo: Accessories | 1902014 | 4559642 | RAYSAFE XI DETECTOR HOLDER W/RODS | 219
X-Ray QA Instruments | RaySafe Xi/Solo: Accessories | 1902030 | 4559695 | RAYSAFE XI FLEXISTAND | 442
X-Ray QA Instruments | RaySafe Xi/Solo: Accessories | 1922021 | 4559898 | RAYSAFE XI LIGHT GX ADAPTER FOR PHILIP SI.I. | 442
X-Ray QA Instruments | RaySafe Xi/Solo: Accessories | 1902040 | 4559718 | RAYSAFE XI SECTRA DETECTOR HOLDER | 260
X-Ray QA Instruments | RaySafe Xi/Solo: Accessories | 1902012 | 4559639 | RAYSAFE XI SERIAL CABLE, 2M | 36
X-Ray QA Instruments | RaySafe Xi/Solo: Accessories | 1922014 | 4559871 | RAYSAFE XI STORM CASE | 442
X-Ray QA Instruments | RaySafe Xi/Solo: Accessories | 1922024 | 4559914 | RAYSAFE XI STORM CASE FOR CTDI PHANTOM | 825
X-Ray QA Instruments | RaySafe Xi/Solo: Accessories | 1922062 | 4560051 | RAYSAFE XI STORM CASE-GE | 442
X-Ray QA Instruments | RaySafe Xi/Solo: Accessories | 1922033 | 4559950 | RAYSAFE XI STORM CASE-TOSHIBA | 474
X-Ray QA Instruments | RaySafe Xi/Solo: Accessories | 1901046 | 4559617 | USB SERIAL ADAPTER | 74
X-Ray QA Instruments | RaySafe Xi/Solo: Accessories | 1922095 | 4853989 | XI POWER SUPPLY KIT | 55
X-Ray QA Instruments | X2 RaySafe X2: Sensors | 1252070 | 5220340 | X2 VOLT SENSOR | 1540
X-Ray QA Instruments | X-Ray Test Device | 500-200-DV100 | 3946090 | 500-200, CT ION CHAMBER HIGH SENSITIVITY - DV100 | 2540
X-Ray QA Instruments | X-Ray Test Device | 500-200 | 2549741 | CT ION CHAMBER HIGH | 2540
Real-Time Staff Dosimetry | RaySafe i3 Dosimeter | 1601027 | 4923909 | RAYSAFE REAL-TIME DOSIMETER 868,3 MHZ | 1650
Real-Time Staff Dosimetry | RaySafe i3 Dosimeter | 1601028 | 4923911 | RAYSAFE REAL-TIME DOSIMETER 918,3 MHZ | 1650
Real-Time Staff Dosimetry | RaySafe i3 Package | 1606080 | 5081006 | RAYSAFE I3 PACKAGE 868,3 MHZ | 27060
Real-Time Staff Dosimetry | RaySafe i3 Package | 1606082 | 5081023 | RAYSAFE I3 PACKAGE 868,3 MHZ INCLUDING DOSE MANAGER | 29710
Real-Time Staff Dosimetry | RaySafe i3 Package | 1606081 | 5081014 | RAYSAFE I3 PACKAGE 918,3 MHZ | 27060
Real-Time Staff Dosimetry | RaySafe i3 Package | 1606083 | 5081038 | RAYSAFE I3 PACKAGE 918,3 MHZ INCLUDING DOSE MANAGER | 29710
Real-Time Staff Dosimetry | RaySafe i3 Package | 1606103 | 5129157 | RAYSAFE I3 PACKAGE 927.9 MHZ | 27060
Real-Time Staff Dosimetry | RaySafe i3 Package | 1606104 | 5129169 | RAYSAFE I3 PACKAGE 927.9 MHZ INCLUDING DOSE MANAGER | 29710
Real-Time Staff Dosimetry | RaySafe i3 Package | 1606100 | 5111921 | RAYSAFE I3 PACKAGE CHINA 868.3 MHZ | 27060
Real-Time Staff Dosimetry | RaySafe i3 Package | 1606101 | 5111956 | RAYSAFE I3 PACKAGE CHINA 868.3 MHZ INCLUDING DOSE MANAGER | 29710
Real-Time Staff Dosimetry | RaySafe i3 Parts & Accessories | 1604016 | 4923927 | RAYSAFE DOSIMETER RACK | 150
Real-Time Staff Dosimetry | RaySafe i3 Parts & Accessories |  | 5235949 | RAYSAFE INSTALLATION AND TRAINING | 1260
Real-Time Staff Dosimetry | RaySafe i3 Software | 1604018 | 4926905 | RAYSAFE DOSE MANAGER SOFTWARE | 3720
Real-Time Staff Dosimetry | RaySafe i3 Software | 1604019 | 4926891 | RAYSAFE DOSE VIEWER SOFTWARE | 32
Extended Hardware Warranty | Extended Hardware Warranty RTSD | 1914265 | 5095933 | EXTENDED WARRANTY RAYSAFE I2 PDM, 24 MONTHS | 129
Extended Hardware Warranty | Extended Hardware Warranty RTSD | 1914262 | 5095925 | EXTENDED WARRANTY RAYSAFE I2 PKG, 24 MONTHS | 1920
Extended Hardware Warranty | Extended Hardware Warranty ThinX | 1914229 | 5095749 | EXTENDED THINX WARRANTY 24 MONTHS | 237
RaySafe Calibration | RaySafe Calibration Svcs |  | 5197646 | 452 AIR KERMA CALIBRATION | 258
RaySafe Calibration | RaySafe Calibration Svcs |  | 5197654 | 452 FULL CALIBRATION | 309
RaySafe Calibration | RaySafe Calibration Svcs |  | 5197631 | 452 H*(10) CALIBRATION | 258
RaySafe Calibration | RaySafe Calibration Svcs |  | 5093273 | RAYSAFE SOLO CT CALIBRATION | 469
RaySafe Calibration | RaySafe Calibration Svcs |  | 5093258 | RAYSAFE SOLO DENT CALIBRATION | 639
RaySafe Calibration | RaySafe Calibration Svcs |  | 5093299 | RAYSAFE SOLO DOSE CALIBRATION | 639
RaySafe Calibration | RaySafe Calibration Svcs |  | 5093342 | RAYSAFE SOLO MAM CALIBRATION | 990
RaySafe Calibration | RaySafe Calibration Svcs |  | 5093356 | RAYSAFE SOLO MAM DOSE CALIBRATION | 608
RaySafe Calibration | RaySafe Calibration Svcs |  | 5093300 | RAYSAFE SOLO MAS CALIBRATION | 150
RaySafe Calibration | RaySafe Calibration Svcs |  | 5093247 | RAYSAFE SOLO R/F CALIBRATION | 639
RaySafe Calibration | RaySafe Calibration Svcs |  | 5093286 | RAYSAFE SOLO R/F WITH MAS CALIBRATION | 715
RaySafe Calibration | RaySafe Calibration Svcs |  | 5093264 | RAYSAFE SOLO RAD CALIBRATION | 639
RaySafe Calibration | RaySafe Calibration Svcs |  | 5093197 | RAYSAFE XI CT CALIBRATION | 250
RaySafe Calibration | RaySafe Calibration Svcs |  | 5093151 | RAYSAFE XI MAM CALIBRATION | 629
RaySafe Calibration | RaySafe Calibration Svcs |  | 5093220 | RAYSAFE XI MAMMO M-PRO 2.0 CALIBRATION | 443
RaySafe Calibration | RaySafe Calibration Svcs |  | 5093321 | RAYSAFE XI MAMMO M-PRO 2.0 PLUS CALIBRATION | 745
RaySafe Calibration | RaySafe Calibration Svcs |  | 5093172 | RAYSAFE XI MAS CALIBRATION | 176
RaySafe Calibration | RaySafe Calibration Svcs |  | 5093160 | RAYSAFE XI R/F + MAM CALIBRATION | 1095
RaySafe Calibration | RaySafe Calibration Svcs |  | 5093149 | RAYSAFE XI R/F CALIBRATION | 629
RaySafe Calibration | RaySafe Calibration Svcs |  | 5093441 | RAYSAFE XI SURVEY CALIBRATION | 325
RaySafe Calibration | RaySafe Calibration Svcs |  | 5093339 | RAYSAFE XI TRANSPARENT DETECTOR CALIBRATION | 258
RaySafe Calibration | RaySafe Calibration Svcs |  | 5093201 | RAYSAFE XI W/AI SCANNING CALIBRATION | 289
RaySafe Calibration | RaySafe Calibration Svcs |  | 5093185 | RAYSAFE XI/SOLO LIGHT CALIBRATION | 443
RaySafe Calibration | RaySafe Calibration Svcs |  | 5093092 | THINX INTRA CALIBRATION | 310
RaySafe Calibration | RaySafe Calibration Svcs |  | 5093061 | THINX RAD CALIBRATION | 418
RaySafe Calibration | RaySafe Calibration Svcs |  | 5093077 | THINX RAD DOSE CALIBRATION | 280
RaySafe Calibration | RaySafe Calibration Svcs |  | 5093089 | THINX RAD KVP CALIBRATION | 230
RaySafe Calibration | RaySafe Calibration Svcs |  | 5092964 | X2 CT CALIBRATION | 170
RaySafe Calibration | RaySafe Calibration Svcs |  | 5093374 | X2 DENT CALIBRATION | 418
RaySafe Calibration | RaySafe Calibration Svcs |  | 5092986 | X2 LIGHT CALIBRATION | 180
RaySafe Calibration | RaySafe Calibration Svcs |  | 5092947 | X2 MAM CALIBRATION | 366
RaySafe Calibration | RaySafe Calibration Svcs |  | 5095267 | X2 MAM DOSE CALIBRATION | 258
RaySafe Calibration | RaySafe Calibration Svcs |  | 5092888 | X2 MAS CALIBRATION | 145
RaySafe Calibration | RaySafe Calibration Svcs |  | 5092920 | X2 R/F CALIBRATION | 500
RaySafe Calibration | RaySafe Calibration Svcs |  | 5093006 | X2 SURVEY CALIBRATION | 180
RaySafe Calibration | RaySafe Calibration Svcs | 1914035 | 5244729 | X2 VOLT CALIBRATION | 140
RaySafe Service Misc | RaySafe Service Repair and Other |  | 5095298 | BATTERY CABLE EXCHANGE | 28
RaySafe Service Misc | RaySafe Service Repair and Other | 5610029 | 5101931 | CERTIFICATE OF CALIBRATION DXR+ | 68
RaySafe Service Misc | RaySafe Service Repair and Other |  | 5095724 | LIGHT DETECTOR CABINET REPLACEMENT | 214
RaySafe Service Misc | RaySafe Service Repair and Other |  | 5197668 | RAYSAFE 452 UPGRADE | 960
RaySafe Service Misc | RaySafe Service Repair and Other |  | 5095683 | RAYSAFE DISPLAY REPLACEMENT | 94
RaySafe Service Misc | RaySafe Service Repair and Other | 1916019 | 5101273 | RAYSAFE X2 SOLO TO RAYSAFE X2 UPGRADE | 6120
RaySafe Service Misc | RaySafe Service Repair and Other |  | 5095713 | RAYSAFE XI TOP PANEL REPLACEMENT | 40
RaySafe Service Misc | RaySafe Service Repair and Other |  | 5093113 | THINX BATTERY REPLACEMENT | 26
RaySafe Service Misc | RaySafe Service Repair and Other |  | 5093108 | THINX LCD DISPLAY REPLACEMENT | 248
RaySafe Service Misc | RaySafe Service Repair and Other |  | 5093429 | THINX PCB REPLACEMENT | 490
RaySafe Service Misc | RaySafe Service Repair and Other |  | 5095280 | UPGRADE MAM TO R/F & MAM DETECTOR | 3430
RaySafe Service Misc | RaySafe Service Repair and Other |  | 5095306 | UPGRADE OF UNFORS XI 4.X TO RAYSAFE XI | 2370
RaySafe Service Misc | RaySafe Service Repair and Other |  | 5095271 | UPGRADE R/F TO R/F & MAM DETECTOR | 3430
RaySafe Service Misc | RaySafe Service Repair and Other |  | 5093465 | UPGRADE TO X2 MAM SENSOR WITH KVP | 1535
RaySafe Service Misc | RaySafe Service Repair and Other |  | 5092863 | UPGRADE X2 BASE UNIT TO X2 BASE UNIT MAS | 1845
RaySafe Service Misc | RaySafe Service Repair and Other |  | 5092901 | X2 BASE UNIT BATTERY REPLACEMENT | 392
RaySafe Service Misc | RaySafe Service Repair and Other |  | 5092912 | X2 BASE UNIT DISPLAY REPLACEMENT | 299
RaySafe Service Misc | RaySafe Service Repair and Other |  | 5092874 | X2 BASE UNIT REPLACEMENT | 1510
RaySafe Service Misc | RaySafe Service Repair and Other |  | 5092895 | X2 BASE UNIT W. MAS REPLACEMENT | 1510
RaySafe Service Misc | RaySafe Service Repair and Other |  | 5092973 | X2 CT SENSOR REPLACEMENT | 428
RaySafe Service Misc | RaySafe Service Repair and Other |  | 5092999 | X2 LIGHT SENSOR REPLACEMENT | 765
RaySafe Service Misc | RaySafe Service Repair and Other | 1915017 | 5101264 | X2 MAM CABINET REPLACEMENT | 73
RaySafe Service Misc | RaySafe Service Repair and Other |  | 5092958 | X2 MAM SENSOR REPLACEMENT | 960
RaySafe Service Misc | RaySafe Service Repair and Other |  | 5092935 | X2 R/F SENSOR REPLACEMENT | 910
RaySafe Service Misc | RaySafe Service Repair and Other |  | 5093014 | X2 SURVEY SENSOR REPLACEMENT | 500
RaySafe Service Misc | RaySafe Service Repair and Other |  | 5093395 | XI BASE UNIT PCB REPLACEMENT | 412
RaySafe Service Misc | RaySafe Service Repair and Other |  | 5093388 | XI DETECTOR PCB REPLACEMENT | 438
RaySafe Service Program | Service Program 452 |  | 5126291 | 452 AIR KERMA SERVICE PROGRAM | 412
RaySafe Service Program | Service Program 452 | 1915150 | 5258898 | 452 AIR KERMA SERVICE PROGRAM PREPAID | 387
RaySafe Service Program | Service Program 452 |  | 5126305 | 452 AMBIENT SERVICE PROGRAM | 412
RaySafe Service Program | Service Program 452 | 1915151 | 5258906 | 452 AMBIENT SERVICE PROGRAM PREPAID | 387
RaySafe Service Program | Service Program 452 |  | 5126310 | 452 FULL VERSION SERVICE PROGRAM | 464
RaySafe Service Program | Service Program 452 | 1915152 | 5258914 | 452 FULL VERSION SERVICE PROGRAM PREPAID | 438
RaySafe Service Program | Service Program Solo | 1914526 | 5097745 | RAYSAFE SERVICE PROGRAM - SOLO | 755
RaySafe Service Program | Service Program Solo | 1914527 | 5097750 | RAYSAFE SERVICE PROGRAM - SOLO MAM | 1075
RaySafe Service Program | Service Program Solo | 1914528 | 5097761 | RAYSAFE SERVICE PROGRAM - SOLO MAM DOSE | 755
RaySafe Service Program | Service Program ThinX | 1914529 | 5097777 | RAYSAFE SERVICE PROGRAM - THINX INTRA | 397
RaySafe Service Program | Service Program ThinX | 1914530 | 5097789 | RAYSAFE SERVICE PROGRAM - THINX RAD | 479
RaySafe Service Program | Service Program ThinX | 1914532 | 5097809 | RAYSAFE SERVICE PROGRAM - THINX RAD DOSE | 366
RaySafe Service Program | Service Program ThinX | 1914531 | 5097792 | RAYSAFE SERVICE PROGRAM - THINX RAD KVP | 309
RaySafe Service Program | Service Program ThinX | 1914529 | 5078608 | RAYSAFE SERVICE PROGRAM PREPAID - THINX INTRA | 376
RaySafe Service Program | Service Program ThinX | 1914530 | 5078613 | RAYSAFE SERVICE PROGRAM PREPAID - THINX RAD | 449
RaySafe Service Program | Service Program ThinX | 1914532 | 5078636 | RAYSAFE SERVICE PROGRAM PREPAID - THINX RAD DOSE | 346
RaySafe Service Program | Service Program ThinX | 1914531 | 5078624 | RAYSAFE SERVICE PROGRAM PREPAID - THINX RAD KVP | 289
RaySafe Service Program | Service Program X2 | 1914536 | 5097848 | RAYSAFE SERVICE PROGRAM - X2 CT | 258
RaySafe Service Program | Service Program X2 | 1914542 | 5097918 | RAYSAFE SERVICE PROGRAM - X2 CT, 2 YR CYCLE | 325
RaySafe Service Program | Service Program X2 | 1914545 | 5097941 | RAYSAFE SERVICE PROGRAM - X2 DENT | 598
RaySafe Service Program | Service Program X2 | 1914546 | 5097738 | RAYSAFE SERVICE PROGRAM - X2 DENT, 2 YR CYCLE | 825
RaySafe Service Program | Service Program X2 | 1914537 | 5097853 | RAYSAFE SERVICE PROGRAM - X2 LIGHT | 258
RaySafe Service Program | Service Program X2 | 1914543 | 5097929 | RAYSAFE SERVICE PROGRAM - X2 LIGHT, 2 YR CYCLE | 325
RaySafe Service Program | Service Program X2 | 1914534 | 5097827 | RAYSAFE SERVICE PROGRAM - X2 MAM | 500
RaySafe Service Program | Service Program X2 | 1914535 | 5097830 | RAYSAFE SERVICE PROGRAM - X2 MAM DOSE | 351
RaySafe Service Program | Service Program X2 | 1914541 | 5097907 | RAYSAFE SERVICE PROGRAM - X2 MAM DOSE, 2 YR CYCLE | 460
RaySafe Service Program | Service Program X2 | 1914540 | 5097882 | RAYSAFE SERVICE PROGRAM - X2 MAM, 2 YR CYCLE | 670
RaySafe Service Program | Service Program X2 | 1914533 | 5097811 | RAYSAFE SERVICE PROGRAM - X2 R/F | 691
RaySafe Service Program | Service Program X2 | 1914539 | 5097875 | RAYSAFE SERVICE PROGRAM - X2 R/F, 2 YR CYCLE | 915
RaySafe Service Program | Service Program X2 | 1914538 | 5097866 | RAYSAFE SERVICE PROGRAM - X2 SURVEY | 258
RaySafe Service Program | Service Program X2 | 1914544 | 5097934 | RAYSAFE SERVICE PROGRAM - X2 SURVEY, 2 YR CYCLE | 325
RaySafe Service Program | Service Program X2 | 1914547 | 5244688 | RAYSAFE SERVICE PROGRAM - X2 VOLT | 220
RaySafe Service Program | Service Program X2 | 1914548 | 5244695 | RAYSAFE SERVICE PROGRAM - X2 VOLT, 2 YR CYCLE | 300
RaySafe Service Program | Service Program X2 | 1914541 | 5078732 | RAYSAFE SERVICE PROGRAM PREPAID - X2 MAM DOSE, 2 YR CYCLE | 435
RaySafe Service Program | Service Program X2 | 1914536 | 5078672 | RAYSAFE SERVICE PROGRAM PREPAID - X2 CT | 243
RaySafe Service Program | Service Program X2 | 1914542 | 5078744 | RAYSAFE SERVICE PROGRAM PREPAID - X2 CT, 2 YR CYCLE | 305
RaySafe Service Program | Service Program X2 | 1914545 | 5078771 | RAYSAFE SERVICE PROGRAM PREPAID - X2 DENT | 562
RaySafe Service Program | Service Program X2 | 1914546 | 5078406 | RAYSAFE SERVICE PROGRAM PREPAID - X2 DENT, 2 YR CYCLE | 775
RaySafe Service Program | Service Program X2 | 1914537 | 5078697 | RAYSAFE SERVICE PROGRAM PREPAID - X2 LIGHT | 243
RaySafe Service Program | Service Program X2 | 1914543 | 5078759 | RAYSAFE SERVICE PROGRAM PREPAID - X2 LIGHT, 2 YR CYCLE | 305
RaySafe Service Program | Service Program X2 | 1914534 | 5078651 | RAYSAFE SERVICE PROGRAM PREPAID - X2 MAM | 469
RaySafe Service Program | Service Program X2 | 1914535 | 5078660 | RAYSAFE SERVICE PROGRAM PREPAID - X2 MAM DOSE | 330
RaySafe Service Program | Service Program X2 | 1914540 | 5078726 | RAYSAFE SERVICE PROGRAM PREPAID - X2 MAM, 2 YR CYCLE | 630
RaySafe Service Program | Service Program X2 | 1914533 | 5078649 | RAYSAFE SERVICE PROGRAM PREPAID - X2 R/F | 649
RaySafe Service Program | Service Program X2 | 1914539 | 5078715 | RAYSAFE SERVICE PROGRAM PREPAID - X2 R/F, 2 YR CYCLE | 865
RaySafe Service Program | Service Program X2 | 1914538 | 5078703 | RAYSAFE SERVICE PROGRAM PREPAID - X2 SURVEY | 243
RaySafe Service Program | Service Program X2 | 1914544 | 5078767 | RAYSAFE SERVICE PROGRAM PREPAID - X2 SURVEY, 2 YR CYCLE | 305
RaySafe Service Program | Service Program X2 | 1914549 | 5258871 | RAYSAFE SERVICE PROGRAM PREPAID - X2 VOLT | 200
RaySafe Service Program | Service Program X2 | 1914550 | 5258880 | RAYSAFE SERVICE PROGRAM PREPAID - X2 VOLT, 2 YR CYCLE | 270
RaySafe Service Program | Service Program Xi | 1914507 | 5097480 | RAYSAFE SERVICE PROGRAM XI LEVEL 1 2017 | 720
RaySafe Service Program | Service Program Xi | 1914508 | 5097498 | RAYSAFE SERVICE PROGRAM XI LEVEL 2 2017 | 1085
RaySafe Service Program | Service Program Xi | 1914509 | 5097500 | RAYSAFE SERVICE PROGRAM XI LEVEL 3 - 4 2017 | 1360
RaySafe Service Program | Service Program Xi | 1914510 | 5097517 | RAYSAFE SERVICE PROGRAM XI LEVEL 5 2017 | 1450
RaySafe Service Program | Service Program Xi | 1914511 | 5097521 | RAYSAFE SERVICE PROGRAM XI LEVEL 6 2017 | 1590

## 2021 IG Price List
MODEL | Fluke Part Number | DESCRIPTION | MSRP
80AK-A | 2747812 | TYPE K, THERMOCOUPLE ADAPTER | 34.99
80BK-A | 2747801 | TYPE K, INTEGRATED DMM PROBE | 49.99
80CJ-M | 833046 | MINI THERMOCOUPLE CONNECT,TYPE J,MALE | 33.99
80CK-M | 779942 | MINI THERMOCOUPLE CONNECT,TYPE K,MALE | 34.99
80K-15 | 618113 | PROBE, ELECTRONIC AIR CLEANER | 309.99
80K-40 | 382846 | PROBE, HIGH VOLTAGE | 269.99
80K-6 | 532424 | PROBE, HIGH VOLTAGE | 169.99
80PJ-1 | 1288191 | TYPE J BEAD PROBE,THERMOCOUPLE ASSEMBLY,TYPE J,BEADED,TYPE J,BULK | 33.99
80PJ-9 | 1288218 | TYPE J LANCE TIP PROBE,THERMOCOUPLE ASSEMBLY,TYPE J,LANCE TIP PROBE,MOLDED PLUG,1M,BULK | 79.99
80PJ-EXT | 1288234 | TYPE J EXTENSION KIT, THERMOCOUPLE ASSEMBLY, 3 METERS | 69.99
80PK-1 | 750422 | PROBE, THERMOCOUPLE, BEADED K-TYPE | 41.99
80PK-10 | 3439199 | TYPE-K, PIPE CLAMP THERMOCOUPLE PROBE, 1.25-2.5 | 279.99
80PK-11 | 2724500 | K-TYPE VELCRO TEMPERATURE PROBE | 52.99
80PK-18 | 3448859 | TYPE K PIPE CLAMP THERMOCOUPLE PROBE KIT, 0-2.5 | 389.99
80PK-22 | 2098684 | SUREGRIP, IMMERSION TEMPERATURE PROBE | 114.99
80PK-22 CAL | 5160653 | SUREGRIP, IMMERSION TEMPERATURE PROBE, CAL TRACEABLE W DATA | 299.99
80PK-24 | 2098691 | SUREGRIP, AIR TEMPERATURE PROBE | 134.99
80PK-25 | 2098706 | SUREGRIP, PIERCING TEMPERATURE PROBE, K-TYPE | 134.99
80PK-26 | 2098714 | SUREGRIP, TAPERED TEMPERATURE PROBE | 134.99
80PK-27 | 2098723 | SUREGRIP, INDUSTRIAL SURFACE TEMPERATURE PROBE | 349.99
80PK-3A | 874610 | PROBE,SURFACE | 174.99
80PK-8 | 200360 | TYPE-K, PIPE CLAMP THERMOCOUPLE PROBE | 194.99
80PK-9 | 1288229 | TYPE K LANCE TIP PROBE,THERMOCOUPLE ASSEMBLY,TYPE K,LANCE TIP PROBE,MOLDED PLUG,1M,BULK | 79.99
80PK-EXT | 1288241 | TYPE K EXTENSION KIT, THERMOCOUPLE ASSEMBLY, 3 METERS | 69.99
80PR-60 | 2148313 | IR-PISTOL-RTD PROBE | 106.99
80PT-25 | 2104397 | SUREGRIP, PIERCING TEMPERATURE PROBE, T-TYPE | 129.99
80PT-EXT | 1288252 | TYPE T EXTENSION KIT, THERMOCOUPLE ASSEMBLY, 3 METERS | 69.99
80T-150UA | 3190456 | PROBE,TEMPERATURE | 299.99
80TK | 736736 | THERMOCOUPLE MODULE | 159.99
85RF II | 4094105 | HIGH FREQUENCY PROBE, 500 MHZ | 289.99
AC120 | 646163 | ALLIGATOR CLIP-SET | 43.99
AC173 | 4101760 | BUCKTOOTH ALLIGATOR CLIP SET | 33.99
AC175 | 4101772 | THREADED ALLIGATOR CLIP SET | 33.99
AC220 | 1610103 | SUREGRIP ALLIGATOR CLIP | 49.99
AC280 | 1610115 | SUREGRIP HOOK CLIPS | 39.99
AC283A | 5130530 | HEAVY DUTY,PLUNGER-STYLE PINCER CLIP SET | 49.99
AC285 | 1610159 | SUREGRIP LARGE ALLIGATOR CLIP | 29.99
AC285-FTP | 4073928 | ALLIGATOR CLIPS, FTP, FTPL, FTP-1, FTPL-1 | 39.99
AC288 | 4617784 | SUREGRIP TERMINAL BLOCK PROBE SET | 39.99
AC87 | 1278079 | TEST LEAD ACCESSORY BUS BAR CLIP | 49.99
AC89 | 873448 | INSULATION PIERCING CLIP | 49.99
BP880 | 2150594 | BNC FEMALE TO DOUBLE STACKING BANANA PLUG | 29.99
BP881 | 2151015 | BNC MALE TO DOUBLE STACKING BANANA PLUG | 29.99
BP980 | 1616807 | DUAL BANANA PLUG KIT | 49.99
C101 | 2437514 | HARD CASE | 79.99
C115 | 2826063 | CARRYING CASE, POLYESTER, BLK/YEL | 39.99
C116 | 2826074 | CARRYING CASE, POLYESTER, BLK/YEL | 46.99
C12A | 930529 | SOFT CARRYING CASE | 41.99
C150 | 4111540 | ZIPPERED SOFT CARRYING CASE FOR FLUKE VOLTAGE/CONTINUITY TESTERS | 45.99
C1600 | 2091049 | METER GEAR BOX | 85.99
C23 | 1663209 | SOFT CASE,VINYL,BLACK | 39.99
C25 | 681114 | SOFT CASE FOR FLUKE-25/27/8025A | 44.99
C280 | 3182785 | CARRYING CASE, POLYESTER, BLK/YEL | 46.99
C33 | 1664120 | SOFT CASE,VINYL,BLACK/YELLOW | 39.99
C345 | 3311173 | SOFT CARRYING CASE, POLYESTER, BLK/YEL | 99.99
C35 | 2826056 | CARRYING CASE, POLYESTER, BLK/YEL | 29.99
C43 | 1663230 | SOFT CARRYING CASE | 89.99
C50 | 762823 | CARRYING CASE | 45.99
C510 | 1547885 | METER CASE,LEATHER,LARGE | 84.99
C520A | 1629104 | TESTER CASE,LEATHER | 65.99
C550 | 1547919 | PREMIUM TOOL BAG | 114.99
C60 | 4967812 | SOFT CASE | 39.99
C75 | 865535 | CARRYING CASE | 32.99
C781 | 619988 | SOFT CARRYING CASE | 77.99
C789 | 946694 | SOFT CARRYING CASE | 155.99
C90 | 466029 | CARRYING CASE | 43.99
CAMO-C25 | 4110632 | CAMOUFLAGE CARRYING CASE FOR FLUKE MULTIMETERS, PROCESS,TEMP | 54.99
CPAK8 | 5081580 | INSULATED HAND TOOLS POUCH CASE WITH HANGING KIT | 49.99
CXT1000 | 4628917 | RUGGED HARD CASE WITH DIY FOAM INSERT | 204.99
CXT170 | 3352567 | RUGGED PELICAN HARD CASE, 170 SERIES | 224.99
CXT280 | 3352571 | RUGGED PELICAN HARD CASE, 280 SERIES | 224.99
CXT80 | 3352559 | RUGGED PELICAN HARD CASE, 80/180 SERIES | 224.99
FL-120 EX | 4972431 | INTRINSICALLY SAFE FLASHLIGHT, 120 LIGHT OUTPUT | 79.99
FL-150 EX | 4972446 | INTRINSICALLY SAFE FLASHLIGHT, 150 LIGHT OUTPUT | 99.99
FL-45 EX | 4972422 | INTRINSICALLY SAFE FLASHLIGHT, 45 LIGHT OUTPUT | 49.99
FLUKE-417D | 5099292 | LASER DISTANCE METER | 114.99
FLUKE-417D/62MAX KIT | 5112860 | 417D LASER DISTANCE METER AND 62MAX+ IR THERMOMETER | 289.99
FLUKE-424D | 4106866 | LASER DISTANCE METER - 100M/330FT MAX | 449.99
FLUKE-GS38CAP | 4006943 | PROBE TIP CAP SET, RED AND BLACK | 11.99
FLUKE-INPUT CAP | 4145825 | AMP JACK PLUG FOR DMM, QTY 10 | 5.99
FLUKE-IR3000FC | 4460436 | CONNECTOR, INFRARED, FC | 119.99
FLUKE-IR3000FC1550 | 4460451 | CONNECTOR, 1550 INFRARED, FC | 269.99
FLUKEPACK30 | 4983088 | PROFESSIONAL TOOL BACKPACK | 199.99
FLUKE-TL7XCAP | 4006937 | PROBE TIP CAP SET, RED AND BLACK | 5.99
FTP-1 | 3869437 | FUSE TEST PROBE SET | 114.99
FTPL-1 | 3869443 | FUSE TEST PROBE SET WITH TEST LEADS | 129.99
FVF-BASIC | 2396957 | FLUKEVIEW FORMS W/CABLE FOR 180 SERIES AND 789 | 179.99
FVF-SC2 | 1576734 | FLUKEVIEW FORMS WITH CABLE FOR USE WITH 18X, 28X DMMS | 285.99
FVF-SC4 | 2687335 | FLUKEVIEW FORMS W/CABLE FOR 8845/8846 | 346.99
FVF-SC5 | 2791314 | FLUKEVIEW FORMS - BASIC FOR 8845/8846 | 164.99
FVF-UG | 1576741 | FLUKEVIEW FORMS UPGRADE | 147.99
H3 | 1608458 | HOLSTER WITH ACCESSORY POCKET,333 - 337 CLAMP METERS | 40.99
H5 | 649365 | HOLSTER,BELT,ACCESSORY | 39.99
H80M | 2138458 | PROTECTIVE HOLSTER WITH MAGNETIC HANGING STRAP | 56.99
H900 | 1616818 | TEST LEAD HOLDER | 29.99
HL-200 EX | 4972410 | INTRINSICALLY SAFE HEADLAMP, 200 LIGHT OUTPUT | 99.99
H-T6 | 4910585 | T6 HOLSTER,BELT,ACCESSORY | 39.99
I1000S | 1568487 | AC CURRENT CLAMP | 609.99
I1010 | 617735 | AC/DC CURRENT CLAMP,1000A DC,600A AC | 439.99
I1010-KIT | 2096998 | AC/DC CURRENT CLAMP WITH METER CARRY CASE | 479.99
I200 | 664755 | 200 AMP CLAMP, CURRENT OUTPUT, BANANA | 174.99
I2000 FLEX | 2584912 | AC CURRENT PROBE | 464.99
I200S | 664760 | 200 AMP CLAMP, VOLTAGE OUTPUT, BNC | 279.99
I30 | 2584920 | AC/DC CURRENT CLAMP | 559.99
I3000 FLEX-4PK | 2696367 | AC CURRENT PROBE,4 PACK | 1679.99
I3000S | 657202 | AC CURRENT CLAMP | 669.99
I3000S FLEX-24 | 2584888 | AC CURRENT PROBE | 629.99
I3000S FLEX-36 | 2584901 | AC CURRENT PROBE | 734.99
I30S | 2584935 | AC/DC CURRENT CLAMP | 679.99
I310S | 2840309 | AC/DC CURRENT CLAMP | 499.99
I400 | 2277225 | AC CURRENT CLAMP-ON PROBE | 164.99
I400S | 2277202 | AC CURRENT CLAMP-ON PROBE | 299.99
I410 | 617727 | 400A AC/DC CURRENT CLAMP | 279.99
I410-KIT | 2097005 | AC/DC CURRENT CLAMP WITH CARRY CASE | 329.99
I5S | 2508467 | 5A AC CURRENT PROBE | 619.99
I5SPQ3 | 2457508 | 5A AC CURRENT PROBE 3 PACK FOR 430 | 1379.99
I6000S FLEX-24 | 2840311 | AC CURRENT PROBE | 799.99
I6000S FLEX-36 | 2840327 | AC CURRENT PROBE | 899.99
I800 | 2840283 | AC CURRENT CLAMP | 339.99
IB117K | 5067428 | 117 + HAND TOOL STARTER KIT BUNDLE | 449.99
IB376K | 5132939 | 376FC CLAMP METER + HAND TOOL STARTER KIT BUNDLE | 699.99
IB875K | 5067419 | 87-5 MULTIMETER + HAND TOOL STARTER KIT BUNDLE | 649.99
IBT6K | 5067404 | T-6 TESTER + HAND TOOL STARTER KIT BUNDLE | 499.99
IKPK7 | 5067392 | PACK30 INSULATED 5 SCREWDRIVER + 3 PLIER KIT, 1000V | 449.99
IKPL3 | 5067377 | INSULATED 3 UNITS PLIER KIT, 1000V | 199.99
IKSC7 | 5067345 | INSULATED 7 UNITS SCREWDRIVER KIT, 1000V | 139.99
IKST7 | 5067389 | INSULATED 5 SCREWDRIVER + 3 PLIER TOOLS STARTER KIT, 1000V | 279.99
INCP8 | 5067267 | INSULATED LINESMAN COMBINATION PLIER, 8 IN, 200 MM, 1000V | 64.99
INDC8 | 5067244 | INSULATED HIGH LEVERAGE DIAGONAL CUTTER, 8 IN, 200MM, 1000V | 74.99
INLP8 | 5067232 | INSULATED LONG NOSE /W SIDE CUTTER, 8 IN, 200MM, 1000V | 69.99
INPP10 | 5067259 | INSULATED PUMP PLIER FAST ADJUSTABLE, 10 IN, 250 MM, 1000V | 89.99
INS-BOT | 5163367 | FLUKE ERGONOMIC BOTTLE OPENER | 12.99
IPHS1 | 5067306 | INSULATED PHILLIPS SCREWDRIVER #1, 3 IN, 75 MM, 1000V | 19.99
IPHS2 | 5067314 | INSULATED PHILLIPS SCREWDRIVER #2, 4 IN, 100 MM, 1000V | 24.99
IR189USB | 2428108 | USB CABLE FOR FLUKE-18X, 28X DMMS | 77.99
ISLS3 | 5067271 | INSULATED SLOTTED SCREWDRIVER 3/32X3 IN, 2.5 MM X 75 MM, 1000V | 19.99
ISLS5 | 5067280 | INSULATED SLOTTED SCREWDRIVER 5/32X4 IN, 4 MM X 100 MM, 1000V | 19.99
ISLS8 | 5067298 | INSULATED SLOTTED SCREWDRIVER 1/4X5 IN, 6 MM X 125 MM, 1000V | 24.99
ISQS1 | 5067323 | INSULATED SQUARED SCREWDRIVER #1, 4 IN, 100 MM, 1000V | 24.99
ISQS2 | 5067338 | INSULATED SQUARED SCREWDRIVER #2, 5 IN, 125 MM, 1000V | 24.99
L200 | 2096346 | PROBE LIGHT | 34.99
L205 | 2098588 | MINI HAT LIGHT | 39.99
L206 | 2098595 | DELUXE LED HAT LIGHT | 56.99
L207 | 2103455 | HIGH INTENSITY LIGHT WITH LTD EDITION FLUKE CAP | 56.99
L210 | 2096379 | PROBE LIGHT AND PROBE EXTENDER | 56.99
L211 | 2096354 | PROBE LIGHT KIT | 76.99
L215 | 2096368 | SUREGRIP KIT WITH PROBE LIGHT AND PROBE EXTENDER | 114.99
LEADWRAP | 4083525 | DURABLE FLUKE NYLON HOOK AND LOOP FASTENER, 3 PK | 11.99
PV350 | 919811 | PRESSURE/VACUUM MODULE | 639.99
RPM80 | 880849 | INDUCTIVE PICK-UP | 109.99
RUP8 | 5081598 | INSULATED HAND TOOLS ROLL UP POUCH | 24.99
SV225 | 3100477 | STRAY VOLTAGE ELIMINATOR | 82.99
T5-KIT | 2096971 | T5 TESTER ACCESSORY STARTER KIT | 65.99
T5-RLS | 4089137 | REPLACEMENT TEST LEAD SET FOR T5 | 35.99
T6-KIT | 4968622 | T6 TESTER ACCESSORY STARTER KIT | 99.99
TL1550B | 2788216 | TEST LEAD SET WITH ALLIGATOR CLIPS, RED/BLK/GRN | 244.99
TL1550EXT | 2032761 | 25 FOOT EXTENDED TEST LEAD SET, SILVERTRONIC PN 129348/7.6M. | 409.99
TL165X | 2107756 | STD TL SET W/LEADS,PROBES,CAPS,ALLIGATOR CLIPS | 149.99
TL175 | 3521976 | TWISTGUARDTM TEST LEADS, 2MM DIA PROBE TIPS | 34.99
TL175E | 3565554 | TWISTGUARDTM TEST LEADS, 2MM DIA PROBE TIPS WITH 4MM ADAPTERS | 34.99
TL220 | 2003625 | SUREGRIP INDUSTRIAL TEST LEAD SET | 84.99
TL221 | 2003602 | SUREGRIP SILICONE TEST LEAD EXTENSION KIT | 33.99
TL222 | 2003616 | SUREGRIP SILICONE RIGHT ANGLE TEST LEAD SET | 33.99
TL223 | 2003633 | SUREGRIP ELECTRICAL TEST LEAD SET | 84.99
TL223-1 | 3971184 | SUREGRIP ELECTRICAL TEST LEAD SET,031 | 84.99
TL224 | 1610198 | SUREGRIP SILICONE TEST LEADS | 32.99
TL225 | 2429268 | STRAY VOLTAGE ELIMINATOR TEST LEAD SET | 132.99
TL238 | 2132831 | TEST LEAD SET FOR HIGH ENERGY ENVIRONMENT | 85.99
TL26A | 1273172 | TEST LEAD SET,TELECOM 5-WAY | 66.99
TL27 | 668571 | HEAVY DUTY TEST LEAD SET | 39.99
TL28A | 1273185 | HEAVY DUTY TEST LEAD SET | 56.99
TL40 | 1590606 | RETRACTABLE TIP TEST LEAD SET | 49.99
TL71 | 1274382 | TEST LEAD SET,PREMIUM DMM | 32.99
TL75 | 855705 | TEST LEAD SET | 27.99
TL76 | 2032684 | 2/4 MM PROBE AND SILICONE TEST LEAD SET | 39.99
TL80A | 1277086 | TEST LEAD SET,BASIC ELECTRONIC | 86.99
TL81A | 1277073 | TEST LEAD SET,DELUXE ELECTRONIC | 159.99
TL82 | 2150636 | AUTOMOTIVE PIN AND SOCKET ADAPTER SET | 129.99
TL910 | 1616632 | ELECTRONIC TEST PROBES WITH REPLACEMENT TIPS | 76.99
TL930 | 1616671 | 24 INCH PATCH CORDS | 23.99
TL932 | 1616680 | 36 INCH PATCH CORDS | 23.99
TL935 | 1616698 | PATCH CORD KIT | 62.99
TL940 | 1616705 | MINI-HOOK TEST LEADS | 29.99
TL950 | 1616710 | MINI-PINCER TEST LEADS | 49.99
TL960 | 1616722 | MICRO-HOOK TEST LEADS | 35.99
TL970 | 1616793 | HOOK AND PINCER TEST LEAD KIT | 100.99
TLK1550-RTLC | 4112351 | INTEGRAL TEST LEAD &10 KV CLAMP, 1550X,1555 INSULATION TSTRS | 346.99
TLK-220 | 2097010 | SUREGRIP ACCESSORY SET WITH METER CARRY CASE | 159.99
TLK-225 | 2097031 | SUREGRIP MASTER ACCESSORY SET | 169.99
TLK281 | 2150715 | AUTOMOTIVE TEST LEAD KIT | 164.99
TLK282 | 2150744 | DELUXE AUTOMOTIVE TEST LEAD KIT | 209.99
TLK287 | 3045631 | ELECTRONICS MASTER TEST LEAD SET | 169.99
TLK289 | 3045646 | INDUSTRIAL MASTER TEST LEAD SET | 169.99
TLK290 | 2435092 | PHASE ROTATION TEST LEAD KIT | 100.99
TLK291 | 2435108 | FUSED TEST PROBE SET | 100.99
TLS430 | 2157713 | TEST LEAD SET 430 | 142.99
TP1 | 650887 | TEST PROBES, SLIM-REACH, FLAT BLADE | 22.99
TP165X | 2107742 | TEST PROBE WITH REMOTE TEST BUTTON | 104.99
TP175 | 3521983 | TWISTGUARDTM TEST PROBES, 2MM DIA PROBE TIPS | 29.99
TP175E | 3565568 | TWISTGUARDTM TEST PROBES, 2MM DIA PROBE TIPS WITH 4MM ADAPTERS | 29.99
TP2 | 650892 | TEST PROBES, SLIM-REACH, 2MM DIAMETER | 22.99
TP220 | 1670056 | SUREGRIP TEST PROBES | 22.99
TP38 | 1541636 | INSULATED TEST PROBE | 22.99
TP4 | 650895 | TEST PROBES, SLIM-REACH, 4MM DIAMETER | 22.99
TP40 | 1567573 | AUTOMOTIVE BACK PROBE PIN SET | 49.99
TP74 | 1541649 | TEST LEAD ACCESSORY SET,LANTERN TIP TEST PROBE,RED/BLACK | 22.99
TP80 | 873455 | ELECTRONIC TEST PROBES | 39.99
TP81 | 2149098 | INSULATION PIERCING PROBES WITH BANANA JACK | 67.99
TP82 | 2149080 | INSULATION PIERCING PROBES FOR PROBE TIPS | 67.99
TP88 | 2149102 | RIGID BACKPROBE PIN SET | 26.99
TP912 | 1616644 | REPLACEMENT TIPS FOR ELECTRONIC TEST PROBE(TL910) | 33.99
TP920 | 1616659 | TEST PROBE ADAPTER KIT | 44.99
TPAK | 1281997 | METER HANGING KIT | 46.99
WC100 | 2157607 | MULTI COLOR WIRE CLIPS | 28.99
15XP-B | 3534088 | COMPACT DMM W/NCV AND LOGIC TEST | 93.99
30XR-A | 2727774 | PROF DMM W NON-CONTACT VOLT TESTER | 107.99
33XR-A | 2727788 | PROF DMM W TEMP AND CAPACITANCE | 149.99
34XR-A | 2727795 | PROF DMM TRUE RMS W TEMPERATURE & BACKLIGHT | 169.99
35XP-A | 2727849 | COMPACT DMM WITH TEMP, FREQ, CAPACITANCE | 139.99
37XR-A | 2727808 | PROF DMM TRUE RMS W COMPONENT LOGIC TEST | 199.99
38SW-A | 2727813 | RS232 SOFTWARE/CABLE | 36.99
38XR-A | 2727824 | PROF DMM TRUE RMS W OPTICAL PC INTERFACE | 219.99
5XP-A | 2727851 | COMPACT DMM WITH NON-CONTACT VOLTAGE | 74.99
AC50A | 3033017 | COMPACT CLAMP METER FOR LEAKAGE CURRENT | 419.99
AC68C | 2727919 | 600 A AC/DC CLAMP-ON DMM,TRMS | 319.99
ACD-10 PLUS | 3037808 | DIGITAL CLAMP ON METER, CAP, FREQ | 82.99
ACD-14 PLUS | 3086905 | DUAL DISPLAY DIGITAL CLAMP-ON MULTIMETER | 159.99
ACD-14 TRMS-PLUS | 3086910 | DUAL DISPLAY DIGITAL CLAMP-ON MULTIMETER, TRMS | 189.99
ACD-14-PRO | 4718977 | DUAL DISPLAY 600 A TRMS CLAMP MULTIMETER | 189.99
ACD-22SW | 3804934 | TRMS 400A SWIVEL CLAMP | 159.99
ACD-23SW | 3804941 | TRMS 400A SWIVEL CLAMP W/TEMP AND CAPACITY | 179.99
ACD-3300 IND | 3434877 | AC 1000A INDUSTRIAL CLAMP | 359.99
ACD-41PQ | 2730760 | 1000A CLAMP-ON POWER QUALITY METER W/THD-F | 469.99
ACD-50NAV | 3729945 | 600A AC NAVIGATOR CLAMP | 259.99
ACD-51NAV | 3729950 | 600A AC TRMS NAVIGATOR CLAMP | 319.99
ACD-6 PRO | 2730785 | DIGITAL CLAMP-ON METER | 105.99
ACDC-100 | 2740452 | AC/DC CLAMP-ON | 159.99
ACDC-100 TRMS | 2740465 | AC/DC CLAMP-ON TRMS VERSION | 189.99
ACDC-3400 IND | 3434889 | ACDC 1000A INDUSTRIAL CLAMP | 479.99
ACDC-52NAV | 3729961 | 600A AC/DC TRMS NAVIGATOR CLAMP | 339.99
ACDC-54NAV | 3729989 | 1000A AC/DC TRMS NAVIGATOR CLAMP | 429.99
ADPTR-B15 | 4965867 | LIGHT-CHECK ADAPTER B15 | 21.99
ADPTR-B22 | 4965844 | LIGHT-CHECK ADAPTER B22 | 21.99
ADPTR-E14 | 4965859 | LIGHT-CHECK ADAPTER E14 | 21.99
ADPTR-E27 | 4965832 | LIGHT-CHECK ADAPTER E27 | 21.99
ADPTR-GU10 | 4965871 | LIGHT-CHECK ADAPTER GU10 | 21.99
ADPTR-KIT1 | 4965826 | LIGHT-CHECK ADAPTER KIT US W/CARRYING CASE | 99.99
ADPTR-SCT | 4964097 | SOCKET-CHECK ADAPTER US | 25.99
AF-600 | 4994405 | A-FRAME FAULT LOCATOR,UAT-600 SERIES | 2049.99
ALC-110 | 4930876 | LEAKAGE CURRENT CLAMP | 519.99
AM-140-A | 3730024 | PRECISION DMM W/ TRMS & PC CONNECTION | 239.99
AM-160-A | 3730036 | PRECISION DMM W/ TRMS & PC CONNECTION | 339.99
AM-250 | 3524986 | PROFESSIONAL ELECTRICAL MULTIMETER | 89.99
AM-420 | 4306513 | DIGITAL MULTIMETER | 23.99
AM-500 | 4018624 | DIY-PRO DIGITAL MULTIMETER | 41.99
AM-510 | 4018636 | RESIDENTIAL DIGITAL MULTIMETER | 50.49
AM-510 CAL | 5160524 | RESIDENTIAL DIGITAL MULTIMETER, CAL TRACEABLE W DATA | 172.99
AM-520 | 4018649 | HVAC DIGITAL MULTIMETER | 70.99
AM-530 | 4018651 | ELECTRICAL CONTACTOR DIGITAL MULTIMETER WITH TRUE-RMS | 99.99
AM-560 | 4210333 | COMMERCIAL HVAC DIGITAL MULTIMETER | 152.99
AM-570 | 4210340 | INDUSTRIAL DIGITAL MULTIMETER WITH TRUE-RMS | 207.99
AMB-110 | 3730335 | 10,000V INSULATION RESISTANCE TESTER | 3999.99
AMB-25 | 2730991 | DIG MEGOHMMETER, INSULATION RESISTANCE TSTR | 369.99
AMB-45 | 2731024 | DIG MEGOHMMETER, INSULATION RESISTANCE TSTR | 519.99
AMB-45-CABLE | 4251767 | USB TO 3.5MM MALE CONNECTOR COMMUNICATION CABLE FOR AMB-45 | 42.99
AMB-50 | 3730288 | 5000V INSULATION RESISTANCE TESTER | 949.99
AMB-50-KIT1 | 4091293 | TEST LEAD SET (BLK, GRN, RED) FOR AMB-50 | 73.99
AMB-55 | 3730320 | 5000V ADVANCED INSULATION RESISTANCE TESTER | 2899.99
AMB-KIT1 | 4091316 | TEST LEAD SET FOR INSULATION RESISTANCE TESTERS | 319.99
AMB-KIT2 | 4227515 | 10 KV SHIELDED LEAD WITH TIP FOR AMB-110 AMB-110 | 209.99
AMP-210 | 4560537 | 600A AC TRMS CLAMP MULTIMETER | 131.99
AMP-220 | 4560543 | 600A ACDC TRMS CLAMP MULTIMETER | 171.99
AMP-25 | 4588254 | 300A AC/DC TRMS MINI-CLAMP | 154.99
AMP-310 | 4560555 | 600A AC TRMS HVAC CLAMP MULTIMETER W/ MOTOR TESTING | 194.99
AMP-320 | 4560562 | 600A ACDC TRMS CLAMP MULTIMETER W/ MOTOR TESTING | 224.99
AMP-330 | 4560570 | 1000A ACDC TRMS CLAMP MULTIMETER W/ MOTOR TESTING | 264.99
AT-3500 | 3435058 | UNDERGROUND WIRE TRACER | 4299.99
AT-6000-R | 4909802 | RECEIVER ,AT-6000 WIRE TRACER | 359.99
AT-6000-T | 4909816 | TRANSMITTER, AT-6000 WIRE TRACER | 409.99
AT-6010 | 5044625 | ADVANCED WIRE TRACER W/RECEIVER,TRANSMITTER,SOFT CARRYING CASE | 599.99
AT-6010/KIT | 5103770 | WIRE TRACER KIT W/ DIGITAL MULTIMETER | 669.99
AT-6010-R | 5044633 | RECEIVER ,AT-6010 WIRE TRACER | 359.99
AT-6010-T | 5044640 | TRANSMITTER, AT-6010 WIRE TRACER | 409.99
AT-6020 | 4867981 | ADVANCED WIRE TRACER W/RECEIVER,TRANSMITTER,HARD CARRYING CASE | 1039.99
AT-6030 | 4867996 | ADVANCED WIRE TRACER W/RECEIVER,TRANSMITTER,CLAMP,RB,HARD CARRYING CASE | 1459.99
AT-8000-R | 5088805 | RECEIVER, AT-8000 WIRE TRACER | 999.99
AT-8000-T | 5088810 | TRANSMITTER, AT-8000 WIRE TRACER | 999.99
AT-8020 | 5088760 | ADVANCED WIRE TRACER W/RECEIVER,TRANSMITTER,HARD CARRYING CASE | 1499.99
AT-8030 | 5088772 | ADVANCED WIRE TRACER W/RECEIVER,TRANSMITTER,CLAMP,RB,HARD CARRYING CASE | 1899.99
BAT-200 | 3473003 | BATTERY TESTER | 7.5
BAT-250 | 4589825 | BATTERY TESTER | 8.59
BAT-500 | 3474946 | BATTERY IMPEDANCE TESTER | 1039.99
BC-1250G | 4377939 | BARCODE SCANNER 1250G BLACK INCL USB CABLE | 479.99
BT-120 | 3472789 | BREAKER FINDER | 40.99
BT-250 | 2731177 | HIGH VOLTAGE BREAKER TRACER | 129.99
BT-250/KIT | 5103796 | HIGH VOLTAGE BREAKER TRACER AND SOCKET TESTER KIT | 132.99
C2006 | 3378287 | CABLE, OPTICAL SERIAL TO USB TYPE A, C2006 | 139.99
CC-300PRO | 3467429 | CASE FOR TIC 300 PRO,10.84X4.20X2.40 IN, 01E-888 | 40.99
CC-5 | 4726243 | CARRYING CASE WITH MAGNET | 159.99
CC-6000 | 4909833 | CARRYING CASE, MOLDED,AT-6000 | 142.99
CC-6010 | 5044657 | CARRYING CASE, SOFT,AT-6010 | 92.99
CC-8000 | 5088846 | CARRYING CASE, MOLDED, AT-8000 | 149.99
CC-ACDC | 2732643 | CASE FOR ACDC3000/A1000 | 24.99
CC-MEG CASE | 3459521 | SOFT CASE, 10 X 8.5 X 3.25, 01E-885 | 29.99
CC-UAT-600 | 4994431 | CARRYING CASE,UAT-600 SERIES | 152.99
CC-ULD-400 | 5117549 | CARRYING CASE, ULD-400 ULTRASONIC LEAK DETECTOR | 409.99
CM100 | 3311826 | CARBON MONOXIDE METER W/ADJUSTABLE CO LEVELS | 209.99
CO2-100 | 3475094 | CO2 METER | 379.99
CO2-200 | 3475100 | CO2 MOUNTABLE METER | 319.99
CT235A | 3026809 | AC/DC CLAMP-1000A | 209.99
CT238A | 3026827 | AC/DC CLAMP-20A | 369.99
CT-400 | 4868025 | SIGNAL CLAMP / 400A CURRENT TRANSDUCER | 369.99
CT-500 | 4726228 | 1000A FLEXIBLE NEUTRAL CURRENT TRANSDUCER | 529.99
CT-53 | 4726219 | 3000A FLEXIBLE 3-SENSOR CURRENT TRANSDUCER | 1699.99
DC205C | 3026830 | DELUXE HARD SHELL CASE | 49.99
DGC-1000A | 2731217 | CLAMP-ON GROUND RESISTANCE TESTER | 1799.99
DL243D | 3026853 | BASIC TEST LEAD KIT | 42.99
DL248D | 3026866 | DELUXE TEST LEAD KIT | 73.99
DM-5 | 4724171 | POWER QUALITY ANALYZER | 4099.99
DM73C | 2727739 | PEN PROBE STYLE DMM | 74.99
DM78C | 3156830 | AUTO-RANGING POCKET DMM WITH CASE | 46.99
ELS2A | 3027072 | AC OUTLET LINE SPLITTER,X1 AND X10 RANGES | 27.99
FA-0.5A/700V | 2732878 | FUSE,SIBA,70 125 40,.5A/700V | 16.99
FA-12.5A/500V | 2740441 | FUSE 12.5A/500V IR 20KA FOR AMP TERMINAL | 31.99
FP100 | 1990707 | REPLACEMENT FUSE PACK,PACK OF2,10A/1000V CERAMIC FUSES FOR 33XR,34XR,37XR,38XR | 8.99
FP125 | 1561550 | FUSE, 0.1A @ 250V FAST BLOW 4 PER | 6.39
FP160 | 1990718 | REPLACEMENT FUSE PACK,PACK OF 2,10A/600V CERAMIC FUSE FOR 30XR | 6.29
FP200 | 2095180 | REPL FUSE PK,PK OF 2,2A/1000V FUSE F/15XP, 35XP | 6.29
FP300 | 1990688 | FUSE PACK OF 4,0.315A/1000V FOR 33XR,34XR | 9.99
FP375 | 1561610 | SPARE FUSE .25A/600V, 4 PER | 11.39
FP400 | 1561631 | FUSE, 10A @ 600V CERAMIC FAST BLOW (QTY 4 PER PKG) | 6.39
FP410 | 3368658 | FUSE, 11A / 1000V | 18.99
FP412 | 3368664 | FUSE, FA.44A/1000V | 18.99
FP425 | 1561646 | 20A/600V FUSE, (PKG OF 2) | 8.69
FP500 | 1990695 | REPLACEMENT FUSE PACK,PACK OF 4, 0.5A/1000V CERAMIC FUSES FOR 37XR,38XR | 7.99
FP520 | 3157013 | FUSE PACK, 500MA/500V, 2 PER PACK | 6.29
FP540 | 3157024 | FUSE PACK, 10A/500V, 2 PER PACK | 9.99
FP600 | 1565777 | FUSE 600V 15A (2 PACK) | 11.99
FP-6000 | 4966316 | TRANSMITTER FUSE FOR AT-6000 SERIES WIRE TRACERS, SINGLE PACK | 3.99
FP700 | 2637713 | FUSE PACK OF 2, 2A/1500V CERAMIC FOR HD110C, HD160C | 16.99
FP-UAT-600 | 4994468 | FUSE, 2 PACK,UAT-600 SERIES | 50.99
GP-2A | 4129187 | EARTH GROUND TESTER | 2099.99
GSD600 | 3311832 | GAS LEAK DETECTOR FOR METHANE AND PROPANE | 209.99
HD110C | 2670779 | HEAVY DUTY DMM, IP67, 1500V DC | 242.99
HD160C | 2670787 | HEAVY DUTY TRMS DMM, IP67, 1500V DC, TEMP | 399.9
H-PMA | 3068175 | SILICONE HOLSTER FOR PM51A,PM53A AND PM55A METERS | 7.39
HS-1 | 4594135 | MAGNETIC HANGER | 20.99
H-XPA | 3068182 | XP SERIES MAGNE-GRIP HOLSTER,CLIP,MAGNET & STRAP | 16.99
INSP-3 | 3503207 | WIRING INSPECTOR | 429.99
IR-450 | 4227490 | PEN TYPE IR | 73.99
IR608A | 3015690 | IR THERMOMETER, PISTOL GRIP, LASER POINTER | 94.99
IR-708 | 4689984 | 8:1 IR THERMOMETER | 41.99
IR-710 | 4109553 | 10 TO 1 IR THERMOMETER | 70.99
IR-720 | 4109575 | 20 TO 1 IR THERMOMETER | 131.99
IR-730 | 4109582 | 30 TO 1 IR THERMOMETER | 175.99
IR-750 | 4109594 | 50 TO 1 IR THERMOMETER | 315.99
IRC-110 | 4909782 | INFRARED CAMERA | 309.99
IRC-120 | 4989013 | INFRARED CAMERA | 349.99
LAN-1 | 3052401 | LAN CABLE TESTER, LED DISPLAY | 104.99
LCR55A | 3026976 | LCR METER WITH TRANSISTOR TEST | 244.99
LH41A | 3030898 | AC/DC CLAMP 4/40A 1MA RESOLUTION | 479.99
LM-100 | 3052348 | LIGHT METER MANUAL RANGING | 134.99
LM-120 | 3052353 | LIGHT METER AUTO RANGING | 169.99
LM-200LED | 3730217 | LED LIGHT METER | 139.99
LT-10 | 4222120 | LAMP TESTER | 62.99
LT-10-ANT | 4357839 | FLUORESCENT & SODIUM LAMP ANTENNA SET W/CARRY CASE FOR LT-10 | 42.99
MLS55-3 | 3435099 | PIPE TRANSMITTER FOR AT-3500 | 729.99
MO-100 | 3474954 | MILLIOHMMETER BATTERY POWERED | 949.99
MO-100-LEADS | 4160798 | SET OF TEST LEADS FOR THE MO-100 | 34.99
MT-10 | 3503178 | MOISTURE METER | 62.99
MT1-LEADS | 2734565 | TEST LEADS SET (COMPLETE SET) | 49.99
MT5-LEADS | 2733041 | ISO-TEST TEST-LEAD KIT FOR AMB-5KV-D | 209.99
MTL-45 | 2733119 | AMB-45 TEST LEADS | 26.99
NCV-1020 | 4918049 | NON-CONTACT VOLTAGE PROBE 50 TO 1000V | 16.99
NCV-1030 | 4918051 | NON-CONTACT VOLTAGE PROBE DUAL RANGE 12 TO 1000V W/FLASHLIGHT | 20.99
NCV-1040 | 4918060 | NON-CONTACT VOLTAGE PROBE 12 TO 1000V W/MAGNETIC SENSOR + FLASHLIGHT | 25.99
PC-5 | 4726237 | POWER ADAPTER | 209.99
PK-110 | 4394419 | ELECTRICAL TESTING KIT | 39.99
PM55A | 2727721 | AUTOMATIC PRECISION POCKET DMM | 73.99
PRM-6 | 4375950 | PHASE SEQUENCE AND MOTOR ROTATION TESTER | 159.99
PRM-6/KIT | 5103781 | 3-PHASE MOTORS TROUBLESHOOTING KIT W/ MULTIMETER AND CLAMPMETER | 489.99
PY-1A | 3503229 | VOLTAGE TESTER | 8.19
RC-120S | 2731504 | SOLID STATE RELAY 115V CLOSET-LIGHT TYPE 2 WIRE | 53.99
RLD-1 | 3474968 | REFRIGERANT LEAK DETECTOR | 289.99
RLD1-SENSOR | 4091231 | REPLACEMENT SENSOR FOR RLD-1 | 53.99
RS-1007 PRO | 3467476 | CLAMP METER ANALOG CAT IV 600V-1000A, 2 INCH JAW | 209.99
RS-3 PRO | 3467465 | CLAMP METER ANALOG CAT IV 600V-300A, 1 INCH JAW | 179.99
RS-USB | 2733461 | RS-232 TO USB CONVERTER CABLE | 73.99
RTD-10 | 3730060 | RTD THERMOMETER | 125.99
RTD-10W | 3730072 | RTD THERMOMETER WIRELESS | 159.99
RTL25A | 3068194 | TEST LEADS STANDARD | 7.39
SC-3500 | 3435073 | SIGNAL CLAMP FOR AT-3500 | 559.99
SC-600 | 4994479 | SIGNAL CLAMP,UAT-600 SERIES | 509.99
SM-10 | 3052366 | SOUND METER | 245.99
SM-20A | 3477333 | SOUND METER DATALOGGING W/ PC SOFTWARE AND USB | 429.99
SM-CAL1 | 3052382 | SOUND METER CALIBRATOR | 299.99
SOLAR-100 | 3474979 | SOLAR POWER METER | 264.99
ST-101B | 4160800 | SOCKET TESTER | 8.19
ST-102B | 4160817 | GFCI SOCKET TESTER | 14.99
TACH-10 | 3730008 | CONTACT / NON-CONTACT TACHOMETER | 169.99
TACH-10-KIT1 | 4210316 | REFLECTIVE TAPE AND TIPS FOR THE TACH-10 | 19.99
TACH20 | 3311961 | TACHOMETER, COMBO, CONTACT/NON-CONTACT | 489.99
TACH-20-ADPT | 4221983 | ADAPTOR | 73.99
TACH-20-KIT1 | 4210325 | SET OF WHEELS FOR TACH20 | 105.99
TH-1 | 3311871 | RH/TEMPERATURE PROBE STYLE METER | 83.99
TH-3 | 3027060 | HUMIDITY TEMPERATURE METER,DUAL DISPLAY | 145.99
THWD-3 | 3033042 | DIG SLING PSYCHROMETER W/DEW & WET BULB READ | 152.99
THWD-5 | 3311803 | RH, TEMPERATURE, DP, WB W/FLEX PROBE METER | 179.99
TIC 300 PRO | 3467441 | AC VOLTAGE DETECTOR 30 TO 122000V | 304.99
TIC 300 PRO/KIT | 5103762 | 122 KV HIGH VOLTAGE DETECTOR COMBO KIT FOR ELECTRICIANS | 452.99
TIC 410A | 3107749 | HOT STICK | 185.99
TL1500 | 2696277 | TEST LEADS,ALLIGATOR CLIPS,HD DMMS, CAT IV 1000V | 21.99
TL-300 | 4588279 | TEST LEADS SET W/ALLIGATOR CLIPS (RED,BLACK,YELLOW),CASE & THERMOCUPLE | 42.99
TL35B | 3068232 | TEST LEAD WITH ALLIGATOR CLIPS - CE | 21.99
TL-6000 | 4909825 | TEST LEAD SET FOR AT-6000 | 99.99
TL-6000-INT | 5088868 | TEST LEAD AND ACCESSORY KIT | 99
TL-600-25M | 5039614 | 25 METER TEST LEAD | 50.99
TL73C | 3068244 | GROUND LEAD W/ALLIGATOR CLIP,DM73C | 10.19
TL-8000-25M | 5215545 | 25 METERS LONG TEST LEAD | 59.99
TL-8000-INT | 5117903 | TEST LEAD AND ACCESSORY KIT | 59.99
TL-BAT-500 | 4909878 | TEST LEADS SET FOR BAT-500 | 73.99
TL-DM-5 | 4726255 | TEST LEAD SET WITH ALLIGATOR CLIPS | 83.99
TL-PRM-6 | 4692870 | TEST LEADS SET FOR PRM-6 | 62.99
TL-UAT-600 | 4994446 | TEST LEADS KIT,UAT-600 SERIES | 132.99
TMA10A | 2817785 | ANEMOMETER THERMOMETER, FLEXIBLE VANE | 269.99
TMA-21HW | 3730239 | HOT WIRE ANEMOMETER | 419.99
TMA40-A | 3477287 | ANEMOMETER, TEMPERATURE, RH TESTER W/USB | 379.99
TMA5 | 3503169 | MINI-VANE ANEMOMETER | 169.99
TMD-10 | 3052394 | DUAL CHANNEL THERMOMETER, TYPE K, J | 144.99
TMD-50 | 3730150 | THERMOCOUPLE THERMOMETER K TYPE | 83.99
TMD-53 | 3730085 | THERMOCOUPLE THERMOMETER K/J | 126.99
TMD-56 | 3730138 | MULTILOGGER THERMOMETER W/ USB DOWNLOAD | 176.99
TM-SWA | 3027085 | RS232 SOFTWARE, CABLE FOR TMD90A,TMA10A | 46.99
TP73C | 3068259 | PROBE TIP,DM73C | 4.09
TPK-59 | 2733660 | THERMOCOUPLE, DUAL BANANA | 21.99
TPK-60 | 3503184 | OPTIONAL EXTERNAL TEMPERATURE PROBE | 24.99
TPK-62 | 4160703 | TEMPERATURE ADAPTER + 2 THERMOCOUPLES FOR AM-500 SERIES | 16.99
TPP1-C1 | 2826634 | POCKET TEMPERATURE PROBE, IMMERSION, CENTIGRADE | 21.99
TPP2-C1 | 2826652 | POCKET TEMPERATURE PROBE, SURFACE, CENTIGRADE | 21.99
TR100-A | 3477293 | TEMPERATURE DATA LOGGER W/DIG DISPLAY AND USB | 125.99
TR200-A | 3477302 | TEMPERATURE/RH DATA LOGGER W/DIG DISPLAY AND USB | 149.99
TR300 | 3311844 | TEMPERATURE/RH DATA LOGGER, DP, DUAL DISPLAY | 239.99
UAT-600-R | 4994410 | RECEIVER,UAT-600 SERIES | 3059.99
UAT-600-T | 4994422 | TRANSMITTER,UAT-600 SERIES | 1429.99
UAT-610 | 4994380 | UNDERGROUND UTILITY LOCATOR KIT | 3999.99
UAT-620 | 4994398 | UNDERGROUND UTILITY LOCATOR KIT W/CLAMP | 4499.99
ULD-400-KIT1 | 5237821 | ACCESSORY KIT FOR ULD-400 W/PARABOLA,TUBING, ADAPTER | 59.99
ULD-400-R | 5117508 | RECEIVER, ULD-400 ULTRASONIC LEAK DETECTOR | 619.99
ULD-400-T | 5117524 | TRANSMITTER, ULD-400 ULTRASONIC LEAK DETECTOR | 409.99
ULD-405 | 5236025 | ULTRASONIC LEAK DETECTOR | 599.99
ULD-410 | 5117463 | ULTRASONIC LEAK DETECTOR | 999.99
ULD-420 | 5117474 | ULTRASONIC LEAK DETECTOR WITH TRANSMITTER | 1199.95
USB-KIT2 | 3804929 | DOWNLOAD MODULE FOR AMPROBE CLAMPS | 73.99
USB-KIT3 | 3804918 | DOWNLOAD MODULE FOR AMPROBE PRECISION MULTIMETERS | 73.99
USB-W1 | 3804809 | USB WIRELESS MODULE FOR HVAC INSTRUMENTS | 159.99
VC221B | 3068271 | VINYL CARRYING CASE, FULL SIZE METERS | 21.99
VC30A | 3068280 | VINYL CARRYING CASE, MEDIUM SIZE METERS | 18.99
VC3A | 3099130 | ZIPPERED CARRYING CASE FOR PM POCKET METERS | 11.99
VP-1000 | 4700987 | NON CONTACT VOLT PROBE | 12.95
VP-440 | 2734332 | NON-CONTACT AC VOLT PROBE,110 TO 600V | 30.99
VPC-10A | 4375914 | VOLTAGE AND CONTINUITY TESTER | 30.99
VPC-12 | 4375938 | VOLTAGE AND CONTINUITY TESTER WITH NON CONTACT VOLTAGE | 40.99
FP-PROBE | 2477961 | PROBE FOR FOODPRO PLUS | 55
RAYMTFSU | 2442337 | MINI-TEMP | 115
BC500TDMM | 4820410 | BATTERY CHARGER FOR MUSE 279FC | 149.99
FLK-287/FVF/IR3000 | 4699316 | 287 MULTIMETER WITH SOFTWARE AND WIRELESS CONNECTIVITY KIT | 799.99
FLK-289/FVF/IR3000 | 4699325 | 289 MULTIMETER WITH SOFTWARE AND WIRELESS CONNECTIVITY KIT | 899.99
FLK-3000FC | 4401595 | WIRELESS DIGITAL MULTIMETER FC | 299.99
FLK-3000FC GM | 4467750 | WIRELESS GENERAL MAINTENANCE SYSTEM FC | 849.99
FLK-3000FC HVAC | 4465607 | WIRELESS HVAC SYSTEM FC | 629.99
FLK-3000FC IND | 4465599 | WIRELESS INDUSTRIAL SYSTEM FC | 1099.99
FLK-3000FC/1AC-II | 4699302 | ELECTRICIANS DMM VOLTAGE TESTER AND ACCESSORY KIT | 329.99
FLK-3000FC/AUTO | 4699357 | FLUKE CONNECT AUTOMOTIVE KIT | 699.99
FLK-3000FC/EDA2 | 4699333 | ELECTRONICS DMM AND DELUXE ACCESSORY KIT | 339.99
FLK-3000FC/PRV240 | 4636915 | 3000FC DMM +PRV240 PROVING UNIT KIT | 399.99
FLK-3000FC/TPAK | 4699340 | FLUKE-3000FC WITH TPAK METER HANGING KIT | 344.99
FLK-87-VMAX CAL | 5206068 | INDUSTRIAL TRMS HEAVY DUTY MULTIMETER, CAL TRACEABLE W DATA | 662.99
FLK-A3000FC | 4401588 | WIRELESS AC CURRENT CLAMP FC | 199.99
FLK-A3000FC KIT | 4465618 | WIRELESS ESSENTIAL KIT WITH A3000FC | 429.99
FLK-A3001FC | 4459439 | WIRELESS AC CURRENT IFLEX MODULE FC | 249.99
FLK-A3001FC KIT | 4465665 | WIRELESS ESSENTIAL KIT WITH A3001FC | 469.99
FLK-A3002FC | 4459442 | WIRELESS AC/DC CURRENT MODULE FC | 129.99
FLK-A3003FC | 4629295 | WIRELESS 2000 AMP DC CLAMP METER | 509.99
FLK-A3004FC | 4629301 | WIRELESS 4-20 MILLIAMP DC CLAMP METER | 619.99
FLK-C3000 | 4582763 | PREMIUM MODULAR TOOLBAG | 129.99
FLK-C3003 | 4582928 | 3-COMPARTMENT SOFT CASE | 49.99
FLK-PC3000FC | 4401602 | WIRELESS PC ADAPTER FC | 99.99
FLK-T3000FC | 4401563 | WIRELESS K-TYPE TEMPERATURE FC | 199.99
FLK-T3000FC KIT | 4465652 | WIRELESS ESSENTIAL KIT WITH T3000FC | 429.99
FLK-V3000FC | 4401556 | WIRELESS AC VOLTAGE MODULE FC | 204.99
FLK-V3000FC KIT | 4465641 | WIRELESS ESSENTIAL KIT WITH V3000FC | 439.99
FLK-V3001FC | 4459421 | WIRELESS DC VOLTAGE MODULE FC | 204.99
FLK-V3001FC KIT | 4467777 | WIRELESS ESSENTIAL KIT WITH V3001FC | 439.99
FLK-V3003FC KIT | 4467789 | WIRELESS ESSENTIAL KIT WITH AC/DC VOLTAGE V3003FC | 699.99
FLUKE-107 ESP | 4367953 | FLUKE 107 CAT III 600V DMM ESP | 119.99
FLUKE-113 | 3078875 | UTILITY MULTIMETER | 149.99
FLUKE-114 | 2538783 | ELECTRICAL TRMS MULTIMETER | 169.99
FLUKE-115 | 2538790 | TRUE RMS MULTIMETER | 204.99
FLUKE-115 CAL | 5160536 | TRUE RMS MULTIMETER, CAL TRACEABLE W DATA | 314.99
FLUKE-116 | 2538803 | HVAC TRUE RMS MULTIMETER | 204.99
FLUKE-116 CAL | 5160513 | HVAC TRUE RMS MULTIMETER, CAL TRACEABLE W DATA | 310.99
FLUKE-116/323 KIT | 4296029 | HVAC MULTIMETER AND CLAMP METER COMBO KIT | 314.99
FLUKE-116/62 MAX+ | 4296018 | HVAC MULTIMETER AND IR THERMOMETER KIT | 279.99
FLUKE-117 | 2538815 | ELECTRICIANS TRUE RMS MULTIMETER | 224.99
FLUKE-117 CAL | 5160508 | ELECTRICIANS TRUE RMS MULTIMETER, CAL TRACEABLE W DATA | 329.99
FLUKE-117/323 KIT | 4296041 | MULTIMETER AND CLAMP METER COMBO KIT | 354.99
FLUKE-117/PRV240 | 4636971 | FLUKE-117 DMM +PRV240 PROVING UNIT KIT | 329.99
FLUKE-175 ESFP | 1564551 | TRMS MULTIMETER (ENG, SP, FR, POR) | 319.99
FLUKE-177 ESFP | 1564560 | TRMS MULTIMETER W/BACKLIGHT (ENG, SP, FR, POR) | 349.99
FLUKE-179 ESFP | 1564549 | TRMS MULTIMETER W/BACKLIGHT & TEMP (ENG, SP, FR, POR) | 369.99
FLUKE-179/EDA2 | 2718166 | ELECTRONICS DMM AND DELUXE ACCESSORY COMBO KIT | 389.99
FLUKE-179-2/IMSK | 4370598 | INDUSTRIAL MULTIMETER SERVICE KIT | 459.99
FLUKE-233 | 3463576 | REMOTE DISPLAY TRUE RMS MULTIMETER | 359.99
FLUKE-279FC I/B | 4989200 | WIRELESS TRMS THERMAL MULTIMETER W/IFLEX & EX BATTERY | 1099.99
FLUKE-279FC/IFLEX | 4684050 | WIRELESS TRMS THERMAL MULTIMETER W/IFLEX | 999.99
FLUKE-27II | 3307768 | AVG MULTIMETER | 499.99
FLUKE-287 | 2740201 | TRUE-RMS ELECTRONIC LOGGING MULTIMETER WITH TRENDCAPTURE | 559.99
FLUKE-287 CAL | 5160666 | TRU-RMS ELECTR LOG MM W TRNDCAPTRE, CAL TRCEBLE W/DATA | 706.99
FLUKE-287/FVF | 3340186 | TRUE-RMS ELECTRONIC LOGGING DMM W/TRENDCAPTURE, FLUKEVIEW S/W | 744.99
FLUKE-289 | 2675778 | TRUE-RMS INDUSTRIAL LOGGING MULTIMETER WITH TRENDCAPTURE | 659.99
FLUKE-289 CAL | 5160463 | TRU RMS ELECTR LOG MM W TRNDCAPTURE, CAL TRACEABLE W DATA | 785.99
FLUKE-289/FVF | 3036206 | TRUE-RMS INDUSTRIAL LOGGING DMM W/TRENDCAPTURE, FLUKEVIEW S/W | 799.99
FLUKE-289/IMSK | 3449156 | INDUSTRIAL MULTIMETER SERVICE KIT | 699.99
FLUKE-28II | 3301271 | TRMS MULTIMETER | 519.99
FLUKE-28IIEX/ETL | 4017176 | INTRINSICALLY SAFE VERSION OF 28II WITH ETL APPROVAL | 1699.99
FLUKE-77-4 | 2727486 | INDUSTRIAL MULTIMETER, 1000V CAT III | 354.99
FLUKE-77-4 CAL | 5160630 | INDUSTRIAL MULTIMETER, 1000V CAT III, CAL TRACEABLE W DATA | 481.99
FLUKE-83-5 | 2075004 | INDUSTRIAL MULTIMETER | 399.99
FLUKE-87-5 | 2074974 | INDUSTRIAL TRUE RMS MULTIMETER | 449.99
FLUKE-87-5 CAL | 5160456 | INDUSTRIAL TRUE RMS MULTIMETER, CAL TRACEABLE W DATA | 625.99
FLUKE-87-5/E2 CAL | 5160488 | INDUSTRIAL TRUE-RMS MM COMBO KIT, CAL TRACEABLE W DATA | 779.99
FLUKE-87-5/E2 KIT | 2670150 | INDUSTRIAL TRUE-RMS MULTIMETER COMBO KIT | 614.99
FLUKE-87V/IMSK | 3448783 | INDUSTRIAL MULTIMETER SERVICE KIT | 499.99
FLUKE-87V/PRV240 | 4636967 | FLUKE-87V DMM +PRV240 PROVING UNIT KIT | 549.99
FLUKE-87V-MAX | 5140033 | INDUSTRIAL TRUE RMS HEAVY DUTY MULTIMETER | 509.99
FLUKE-87V-MAX/E2 KIT | 5160712 | INDUSTRIAL TRUE RMS HEAVY DUTY MULTIMETER COMBO KIT | 669.99
FLUKE-88-5 | 2550519 | 88V AUTOMOTIVE MULTIMETER | 499.99
FLUKE-88-5/A KIT | 2117440 | AUTOMOTIVE METER COMBO KIT | 699.99
FLUKE-T150/PRV240 | 4637005 | FLUKE-T150 +PRV240 PROVING UNIT KIT | 249.99
PRV240 | 4566209 | PROVING UNIT | 149.99
1587KIT/62MAX+ FC | 4692778 | 2-IN-1 ADV ELEC TR INS MULT KIT W/62MAX+ I400 | 1019.99
C1620 | 4359042 | PROFESSIONAL EARTH GROUND CARRYING CASE | 309.99
CABLE REEL 25M BL | 4343731 | FLUKE-1623-2/1625-2, 25M BLUE, GROUND/EARTH CABLE REEL, 25M WIRE | 79.99
CABLE REEL 25M GR | 4343746 | FLUKE-1623-2/1625-2, 25M GREEN, GROUND/EARTH CABLE REEL, 25M WIRE | 79.99
CABLE REEL 50M RD | 4343754 | FLUKE-1623-2/1625-2, 50M RED, GROUND/EARTH CABLE REEL, 50M WIRE | 94.99
EARTH STAKE | 4325492 | FLUKE-1623-2/1625-2, GEO EARTH GROUND TESTER, EARTH STAKE | 89.99
EI-1623 | 2577115 | SELECTIVE/STAKELESS CLAMP SET FOR 1623,CONSISTS OF EI-162X AND EI-162AC | 699.99
EI-1625 | 2577126 | A604510304,SELECTIVE/STAKELESS CLAMP SET,WITH EI-162X,EI-162AC AND 2-3 WIRE CABLE | 909.99
EI-162AC | 2577144 | 60.95.62.001.0F,CLIP-ON CURRENT TRANSFORMER (INDUCING) | 459.99
EI-162BN | 2577159 | A680506211,12.7 INCH (320MM) SPLIT CORE TRANSFORMER | 2549.99
EI-162X | 2577132 | 60.95.62.005.0F,CLIP-ON CURRENT TRANSFORMER (SENSING) WITH SHIELDED CABLE SET | 609.99
ES-162P3 | 2577091 | A604510302,STAKE SET FOR 3 POLE MEASUREMENT | 399.99
ES-162P3-2 | 4359377 | EARTH GROUND STAKE SET FOR 3 POLE MEASUREMENT, FLUKE-1623-2/1625-2 | 309.99
ES-162P4 | 2577103 | A604510301,STAKE SET FOR 4 POLE MEASUREMENT | 399.99
ES-162P4-2 | 4359389 | EARTH GROUND STAKE SET FOR 4 POLE MEASUREMENT, FLUKE-1623-2/1625-2 | 409.99
ES165X | 2104706 | EARTH SPIKE TEST KIT | 179.99
FLK-1662 SCH | 4546944 | INSTALLATION TESTER W/MEM SCHUKO | 1199.99
FLK-1662 US | 4884263 | INSTALLATION TESTER W/MEM, US | 1199.99
FLK-1663 SCH | 4546980 | INSTALLATION TESTER W/RCD TYPE B SCHUKO | 1699.99
FLK-1663 US | 4884274 | INSTALLATION TESTER W/RCD TYPE B, US | 1699.99
FLK-1664FC SCH | 4547054 | FLUKE CONNECT INSTALLATION TESTER W/INSULATION PRE-TEST SCHUKO | 2199.99
FLK-1664FC US | 4884288 | FLUKE CONNECT INSTALLATION TESTER W/INSULATION PRE-TEST, US | 2199.99
FLK-166X-MTC-NA | 4601134 | FLK-166X-MAIN TEST CORD, NORTH AMERICA | 74.99
FLK-1AC-A1-II-5PK | 2433042 | VOLT ALERT, 5 PACK, ENG, C. FRN, L.A. SPN | 155.99
FLK2AC/90-1000V | 3807928 | ACV DETECTOR 90-1000V, ENG, C. FRN, SPN | 33.49
FLK2AC/90-1000V5PK | 3807937 | VOLT ALERT 90-1000V, 5 PACK, ENG, C. FRN, SPN | 155.99
FLK2AC/90-1000VC | 3807919 | ACV DETECTOR 90-1000V,COUNTER TOP, ENG, C. FRN, SPN | 33.49
FLUKE- 1503 | 5065990 | INSULATION TESTER (AMERICAS) | 539.99
FLUKE- 1507 | 5066006 | INSULATION TESTER (AMERICAS) | 649.99
FLUKE- 323 | 5065521 | 400A AC TRUE RMS CLAMP METER (AMERICAS) | 154.99
FLUKE- 324 | 5065853 | 400A AC TRUE RMS CLAMP METER W/TEMP (AMERICAS) | 224.99
FLUKE- 325 | 5065866 | 400A AC/DC TRUE RMS CLAMP METER W/TEMP (AMERICAS) | 329.99
FLUKE- 381 | 5065875 | REMOTE DISP 1000A TRMS CLAMP W/IFLEX (AMERICAS) | 649.99
FLUKE-1000FLT | 4472387 | FLUORESCENT LIGHT TESTER | 254.99
FLUKE-1503/EX LEAD | 3504709 | EXTENDED LEAD KIT, INSULATION TESTER W/50FT TEST LEAD | 539.99
FLUKE-1507 CAL | 5160560 | INSULATION TESTER (AMERICAS), CAL TRACEABLE W DATA | 835.99
FLUKE-1550C | 3665021 | 5KV INSULATION TESTER | 4699.99
FLUKE-1550C FC | 4977402 | 5KV INSULATION TESTER WITH IR 3000FC 1550 CONNECTOR | 4899.99
FLUKE-1550C FC KIT | 4977457 | 5KV INSULATION TESTER WITH IR 3000FC 1550 CONNECTOR | 5399.99
FLUKE-1550C/KIT | 3665127 | 5KV INSULATION TESTER KIT | 5199.99
FLUKE-1555 | 3665056 | 10KV INSULATION TESTER | 5199.99
FLUKE-1555 FC | 4977519 | 10KV INSULATION TESTER WITH IR 3000FC 1550 CONNECTOR | 5399.99
FLUKE-1555 FC KIT | 4977469 | 10KV INSULATION TESTER KIT WITH IR 3000FC 1550 CONNECTOR | 5899.99
FLUKE-1555/KIT | 3665111 | 10KV INSULATION TESTER KIT | 5699.99
FLUKE-1577 | 2157280 | INSULATION MULTIMETER | 739.99
FLUKE-1587 FC | 4691215 | 2-IN-1 INSULATION MULTIMETER | 844.99
FLUKE-1587 T | 2517605 | INSULATION MULTIMETER | 844.99
FLUKE-1587/I400 FC | 4692725 | 2-IN-1 INSULATION MULTIMETER W/CLAMP | 919.99
FLUKE-1587/MDT FC | 4692716 | 2-IN-1 ADV MOTOR & DRIVE KIT W/9040, I400 | 1219.99
FLUKE-1623-2 | 4325155 | BASIC GEO EARTH GROUND TESTER | 2049.99
FLUKE-1623-2 KIT | 4325170 | BASIC GEO EARTH GROUND TESTER, KIT | 3379.99
FLUKE-1625-2 | 4325162 | ADVANCED GEO EARTH GROUND TESTER | 3379.99
FLUKE-1625-2 KIT | 4325181 | ADVANCED GEO EARTH GROUND TESTER, KIT | 4399.99
FLUKE-1630-2 FC | 4829532 | EARTH GROUND LOOP AND LEAKAGE CLAMP | 1949.99
FLUKE-1AC-A1-II | 2432932 | ACV DETECTOR 90-1000V, ENG, L.A. SPN, C. FRN | 33.49
FLUKE-1LAC-A-II | 2433021 | LOW VOLTAGE DETECTOR 20-90 VAC, ENG, C. FRN, L.A. SPN | 33.49
FLUKE-323 CAL | 5160572 | 400A AC TRUE RMS CLAMP METER, CAL TRACEABLE W DATA | 310.99
FLUKE-325 CAL | 5160474 | 400A AC/DC TRUE RMS CLAMP METER W/TEMP, CAL TRACEABLE W DATA | 551.99
FLUKE-353 | 2840252 | AC/DC TRMS CLAMP METER,2000A,AMPS ONLY | 839.99
FLUKE-355 | 2840265 | AC/DC TRMS CLAMP METER,2000A | 949.99
FLUKE-365 | 3620217 | DETACHABLE 200A TRMS AC/DC CLAMP | 269.99
FLUKE-368 FC | 4709907 | WIRELESS LEAKAGE CURRENT CLAMP METER, 40MM JAW | 784.99
FLUKE-369 FC | 4709934 | WIRELESS LEAKAGE CURRENT CLAMP METER, 61MM JAW | 799.99
FLUKE-373 | 3780249 | 600A TRMS AC CLAMP METER | 259.99
FLUKE-374 FC | 5065983 | 600A AC/DC TRMS WIRELESS CLAMP(AMERICAS) | 394.99
FLUKE-375 FC | 5065976 | 600A AC/DC TRMS WIRELESS CLAMP (AMERICAS) | 449.99
FLUKE-375 FC CAL | 5160627 | 600A TRMS AC/DC CLAMP, CAL TRACEABLE W DATA | 590.99
FLUKE-376 FC | 5065965 | 1000A AC/DC TRMS WIRELESS CLAMP W/ IFLEX (AMERICAS) | 499.99
FLUKE-381 CAL | 5160675 | REMOTE DISP 1000A TRMS CLAMP W/IFLEX, CAL TRACEABLE W DATA | 785.99
FLUKE-9040 | 2435050 | PHASE ROTATION INDICATOR | 324.99
FLUKE-I2500-10 | 3676410 | IFLEX 2500A PROBE 10IN | 169.99
FLUKE-I2500-18 | 3676405 | IFLEX 2500A PROBE 18IN | 169.99
FLUKE-T110 | 4016950 | VOLTAGE/CONTINUITY TESTER WITH SWITCHABLE LOAD | 89.99
FLUKE-T130 | 4016961 | VOLTAGE/CONTINUITY TESTER WITH LCD, SWITCHABLE LOAD | 139.99
FLUKE-T150 | 4016977 | VOLTAGE/CONTINUITY TESTER WITH LCD, OHMS, SWITCHABLE LOAD | 159.99
FLUKE-T5-1K/PRV240 | 4636998 | FLUKE-T5-1000 +PRV240 PROVING UNIT KIT | 319.99
FLUKE-T90 | 4016945 | VOLTAGE/CONTINUITY TESTER | 69.99
GEO CABLE-REEL 25M | 2539100 | A604505102, GROUND/EARTH CABLE REEL 25M WIRE | 79.99
GEO CABLE-REEL 50M | 2539117 | A604505103, GROUND/EARTH CABLE REEL 50M WIRE | 89.99
GEO EARTH STAKE | 2539121 | A604510350, GROUND/EARTH EARTH STAKE | 89.99
GEOX PROBE CABLE | 2539195 | A600209300, GEOX CONN CABLE FOR SELECTIVE CLAMP | 154.99
LVD1A | 4571403 | VOLT LIGHT EU ROHS | 45.99
LVD2 | 2740300 | VOLT LIGHT | 44.99
LVD2/CT | 3503813 | LVD2 WITH COUNTER TOP DISPLAY | 44.99
PRV240FS | 4910310 | PROVING UNIT, T6/NCV | 169.99
T+ | 2548094 | ELECTRICAL TESTER | 89.99
T+PRO | 2548117 | ELECTRICAL TESTER | 109.99
T+PRO-1AC KIT | 2796187 | ELECTRICAL TESTER AND VOLTAGE DETECTOR KIT | 139.99
T5-1000 USA | 648219 | ELECTRICAL TESTER, FLAT | 169.99
T5-1000 USA CAL | 5160495 | ELECTRICAL TESTER, FLAT, CAL TRACEABLE W DATA | 304.99
T5-600 USA | 648227 | ELECTRICAL TESTER, FLAT | 132.99
T5-600 CAL | 5160549 | ELECTRICAL TESTER, FLAT, CAL TRACEABLE W DATA | 254.99
T5-600/62MAX+/1AC | 4297115 | KIT WITH T5-600, 62MAX+, 1AC II | 329.99
T5-H5-1AC KIT/US | 2098633 | T5-1000 USA ELEC TEST,H5 HOLSTER,FLUKE-1AC-A1 KIT | 214.99
T6-1000 | 4910269 | ELECTRICAL TESTER W/FIELDSENSE(TM), FLAT | 279.99
T6-1000/PRV240FS | 4910393 | FLUKE-T6-1000 + PRV240FS PROVING UNIT KIT | 449.99
T6-1000PRO/AMER | 5134747 | T6-1000PRO WITH ALLIGATOR CLIP AND H-T6 HOLSTER | 299.99
T6-600 | 4910331 | ELECTRICAL TESTER W/FIELDSENSE(TM), FLAT | 199.99
T6-600/62MAX+/1AC | 4910400 | KIT WITH T6-600, 62MAX+, 1AC II | 349.99
T6-600/C60 | 4910536 | T-600 USA ELECTRICAL TESTER W/FIELDSENSE(TM), FLAT WITH C60 CASE | 214.99
T6-HT6-1AC KIT | 4910560 | T6-1000 ELECTRICAL TEST,H-T6 HOLSTER,FLUKE-1AC-A1 KIT | 309.99
T6-TPAK-HT6-AC | 4968631 | T6-1000 TESTER WITH TPAK, H-T6, AC285 | 339.99
FLUKE-902 FC | 4695814 | TRMS WIRELESS HVAC CLAMP | 324.99
BC500 | 4542299 | AC POWER CHARGER | 169.99
BP500 | 4542300 | 7.4V 3000MAH LI-ION BATTERY | 139.99
BT500-PRBETIP/THIN | 4827806 | BT500-PROBE-TIP-THIN,10 COUNT REPLACEMENT PROBE TIPS, COVERS | 169.99
BT500-PROBE-TIP | 4561297 | 10 COUNT REPLACEMENT PROBE TIPS, COVERS | 169.99
BTL10 | 4542264 | STANDARD BATTERY TESTER PROBES | 429.99
BTL20 | 4542273 | INTELLIGENT TEST PROBE SET, W/EXTENDER (NO TEMP SENSOR) | 649.99
BTL20ANG | 4969588 | ANGLED INTELLIGENT TEST PROBE SET, W/EXTENDER (NO TEMP SENSOR) | 799.99
BTL21 | 4542286 | INTELLIGENT TEST PROBE SET, W/EXTENDER & TEMP SENSOR | 849.99
BTL-A | 4542258 | VOLTAGE/CURRENT PROBE ADAPTER | 54.99
FLUKE-BT510 | 4489970 | BATTERY ANALYZER | 3799.99
FLUKE-BT520 | 4489981 | BATTERY ANALYZER | 4299.99
FLUKE-BT520ANG | 5104752 | BATTERY ANALYZER W/ANGLED (NO TEMP) AND STRAIGHT (NO TEMP) PROBES | 4999.99
FLUKE-BT521 | 4489996 | ADVANCED BATTERY ANALYZER | 4899.99
FLUKE-BT521ANG | 5104765 | BATTERY ANALYZER W/ANGLED (NO TEMP) AND STRAIGHT (W/TEMP) PROBES | 5499.99
FLUKE-BT521ANG-LTE | 5227634 | W/ONLY ANGLE PROBES, NO TEMPERATURE | 4799.99
1742-6/UPGRADE | 4920964 | 1742 TO 1746 UPGRADE | 2169.99
1742-8/UPGRADE | 4920973 | 1742 TO 1748 UPGRADE | 4005.99
1746-8/UPGRADE | 4920986 | 1746 TO 1748 UPGRADE | 2169.99
3140R | 2650136 | CURRENT CLAMP, 400 AMP | 855.99
3210-PR-TF-II | 4531769 | 1000A FLUKE 1750 THIN FLEXI 61CM (24IN) | 1075.99
3310-PR-TF-II | 4531778 | 5000A FLUKE 1750 THIN FLEXI 61CM (24IN) | 1409.99
3312-PR-TF-II | 4531784 | 5000A FLUKE 1750 THIN FLEXI 122CM (48IN) | 1635.99
3PHVL-17XX | 5014802 | CABLE ASSEMBLY, VOLTAGE TEST LEAD 3-PHASE+N | 102.99
3PHVL-17XX-5M | 5014816 | CABLE ASSEMBLY, VOLTAGE TEST LEAD 3-PHASE+N 5M | 143.99
80I-2010S | 5125579 | 2,000A AC/DC CURRENT CLAMP | 845.99
80I-2010S/3PK | 5125587 | 2,000A AC/DC CURRENT CLAMP /3PK | 2449.99
BC1735/EELV | 4144616 | LOW ENERGY BATTERY CHARGER UNIVERSAL | 317.99
BC430/830 | 4821069 | REPL POWER ADAPTER, SMPS LEVEL-VI UNIVERSAL 430&120B SERIES | 204.99
BE345 | 2839604 | UNIVERSAL BATTERY ELIMINATOR FOR FLUKE-345 | 299.99
BP1730-BATTERY | 4389436 | BATTERY PACK, LI ION 3.7 2500MAH | 56.99
C1740 | 4116762 | SOFTCASE FOR 174X AND 43X-II PQ ANALYZER | 327.99
C17XX | 4637381 | FLUKE-17XX SOFT CASE | 143.99
C437-II | 4116743 | HARD CASE 430 SERIES II WITH ROLLERS | 765.99
CS1750/1760 | 2673962 | CASE POLYESTER, FOR FLUKE 1750 & 1760 | 480.99
EPE-TRAINING-E/US | 4792336 | FLUKE EPE TRAINING SET - ENGLISH FOR USA | 204.99
FLK-1732/UPGRADE EUS | 4940811 | UPGRADE KIT FOR 1732 TO 1734, EUR/US ONLY | 306.99
FLK-1736/UPGRADE EUS | 4941258 | UPGRADE KIT FOR 1736 TO 1738, EUR/US ONLY | 715.99
FLK-174X_3541-HANGER | 4890129 | HANGER KIT | 77.99
FLK-WIFI/BLE | 4591273 | DONGLE TO USB ADAPTER | 179.99
FLUKE MA-C8 | 4945842 | WALL OUTLET ADAPTER, FLUKE-174X | 28.99
FLUKE-1730-CABLE | 4395217 | AUX INPUT CABLE | 44.99
FLUKE-1730-HANGER | 4358028 | HANGER KIT | 77.99
FLUKE-1732/B | 4706566 | ENERGY LOGGER, BASIC VERSION | 3165.99
FLUKE-1732/EUS | 4706548 | ENERGY LOGGER, EU/US VERSION | 3569.99
FLUKE-1734/B | 4706582 | ENERGY LOGGER, ADVANCED VERSION NO FLEXIS | 3569.99
FLUKE-1734/EUS | 4706594 | ENERGY LOGGER, EU/US ADVANCED VERSION | 3825.99
FLUKE-1736/B | 4563561 | POWER LOGGER, BASIC VERSION | 4925.99
FLUKE-1736/EUS | 4534519 | POWER LOGGER, EU/US VERSION | 5255.99
FLUKE-1738/B | 4588378 | POWER LOGGER, ADVANCED VERSION NO FLEXIS | 5689.99
FLUKE-1738/EUS | 4563577 | POWER LOGGER, EU/US ADVANCED VERSION | 6015.99
FLUKE-1742/15/EUS | 4920613 | POWER QUALITY LOGGER W/ 24IN/60CM 1,500A IFLEX, EUS VERSION | 4335.99
FLUKE-1742/30/EUS | 4920651 | POWER QUALITY LOGGER W/ 24IN/60CM 3,000A IFLEX, EUS VERSION | 4335.99
FLUKE-1742/B/EUS | 4920660 | POWER QUALITY LOGGER W/ NO IFLEX, EUS VERSION | 4005.99
FLUKE-1746/15/EUS | 4920703 | POWER QUALITY LOGGER W/ 24IN/60CM 1,500A IFLEX, EUS VERSION | 5969.99
FLUKE-1746/30/EUS | 4920715 | POWER QUALITY LOGGER W/ 24IN/60CM 3,000A IFLEX, EUS VERSION | 5969.99
FLUKE-1746/B/EUS | 4920726 | POWER QUALITY LOGGER W/ NO IFLEX, EUS VERSION | 5609.99
FLUKE-1748/15/EUS | 4920767 | POWER QUALITY LOGGER W/ 24IN/60CM 1,500A IFLEX, EUS VERSION | 7575.99
FLUKE-1748/30/EUS | 4920771 | POWER QUALITY LOGGER W/ 24IN/60CM 3,000A IFLEX, EUS VERSION | 7575.99
FLUKE-1748/B/EUS | 4920780 | POWER QUALITY LOGGER W/ NO IFLEX, EUS VERSION | 7139.99
FLUKE-174X GPS-REC | 4921133 | GPS RECEIVER W/ ANTENNA | 434.99
FLUKE-174X-8066 | 4921140 | CABLE MARKER SET, 05MM | 66.99
FLUKE-1750/B/ET | 4871417 | 1750 WITHOUT CURRENT PROBES | 15455.99
FLUKE-1750/B/NT | 4756213 | BASIC POWER RECORDER (NO TABLET) | 14945.99
FLUKE-1750/CASE | 2650124 | TRANSIT CASE, MOLDED, FLK-1750 AND 1760 | 959.99
FLUKE-1750/ET | 4871400 | 1750 WITH FOUR 400A CURRENT PROBES | 16549.99
FLUKE-1750/NT | 4756208 | POWER RECORDER (NO TABLET) | 16015.99
FLUKE-1750/SEAT-L | 2673937 | 1 SEAT LICENSE FOR FLUKE-1750 PWR ANALYZER SOFTWARE | 1939.99
FLUKE-1750/SITE-L | 2673928 | 1 SITE LICENSE FOR FLUKE-1750 PWR ANALYZER SOFTWARE | 8669.99
FLUKE-1750-TF/ET | 4871393 | 1750 W/FOUR 1000A FLEXIBLE CURRENT PROBES | 17239.99
FLUKE-1750-TF/NT | 4756236 | FLUKE-1750 C/W 4 X3210-TF FLEXI (NO TAB) | 16729.99
FLUKE-1760 BASIC | 2630732 | POWER QUALITY RECORDER-TOPAS,W/O V OR I PROBES,NO TRANS | 18359.99
FLUKE-1760 TR US | 2637641 | POWER QUALITY RECORDER W/TRANS-TOPAS,CONFIGURED US/CAN RANGE | 29225.99
FLUKE-1760 US | 2630759 | POWER QUALITY RECORDER - TOPAS,CONFIGURED US/CAN RANGE,NO TRANS | 21675.99
FLUKE-1760TR BASIC | 2637629 | POWER QUALITY RECORDER W/TRANS - TOPAS,W/O V OR I PROBES | 26009.99
FLUKE-17XX AUX | 4717827 | AUXILIARY INPUT ADAPTER, 17XX | 141.99
FLUKE-17XX-TL | 5016873 | TEST LEAD SET; 1000V CAT III, NONSTACK/STACK 0.18M | 41.99
FLUKE-17XX-TL 2M | 5020006 | BLUE, NON-STACKABLE PLUG AND 2X ALLIGATOR CLIPS | 31.99
FLUKE-345 | 2584181 | POWER QUALITY CLAMP METER | 2999.99
FLUKE-430-II/MA | 4779032 | 430-II_MOTOR_ANALYZER_UPGRADE_KIT | 2605.99
FLUKE-434-II | 4116638 | PQ AND ENERGY ANALYZER | 6529.99
FLUKE-434-II/BASIC | 4116650 | PQ AND ENERGY ANALYZER (W/O CLAMPS) | 5919.99
FLUKE-435-II | 4116661 | ADVANCED PQ AND ENERGY ANALYZER | 7999.99
FLUKE-435-II/BASIC | 4116689 | ADVANCED PQ AND ENERGY ANALYZER (W/O CLAMPS) | 7599.99
FLUKE-437-II | 4116692 | 400HZ POWER QUALITY AND ENERGY ANALYZER | 10915.99
FLUKE-437-II/BASIC | 4116719 | 400HZ POWER QUALITY AND ENERGY ANALYZER (W/O CLAMPS) | 10305.99
FLUKE-438-II | 4778976 | POWER QUALITY & MOTOR ANALYZER | 10355.99
FLUKE-438-II/BASIC | 4778990 | POWER QUALITY & MOTOR ANALYZER, W/O CLAMPS, NOFC | 9589.99
FLUKE-I400S-EL | 4974743 | 17XX 400A CURRENT CLAMP | 299.99
FLUKE-I400S-EL-3PK | 4974755 | 17XX 400A CURRENT CLAMP/3PACK | 799.99
FLUKE-N4K 1PP42 | 3108534 | 1 PH N4K POWER ANALYZER W/42 | 9689.99
FLUKE-N4K 1PP54 | 3889571 | 1 PH N4K POWER ANALYZER W/54 | 10405.99
FLUKE-N4K 2PP42I | 3387174 | 2 PH N4K POWER ANALYZER W/42/IFC2 | 14609.99
FLUKE-N4K 3PP42 | 3108541 | 3 PH N4K POWER ANALYZER W/42 | 14719.99
FLUKE-N4K 3PP42B | 3110957 | 3 PH N4K POWER ANALYZER W/42BP | 15555.99
FLUKE-N4K 3PP42I | 3108552 | 3 PH N4K POWER ANALYZER W/42/IFC2 | 20655.99
FLUKE-N4K 3PP42IB | 3110969 | 3 PH N4K POWER ANALYZER W/42BP/IFC2 | 21219.99
FLUKE-N4K 3PP42IP | 3108565 | 3 PH N4K POWER ANALYZER W/42/IFC2S & PI1 | 23715.99
FLUKE-N4K 3PP42IPB | 3110978 | 3 PH N4K POWER ANALYZER W/42BP/IFC2 & PI1 | 24379.99
FLUKE-N4K 3PP50 | 3108576 | 3 PH N4K POWER ANALYZER W/50 | 16269.99
FLUKE-N4K 3PP50I | 3108583 | 3 PH N4K POWER ANALYZER W/50/IFC2 | 22749.99
FLUKE-N4K 3PP50IP | 3108590 | 3 PH N4K POWER ANALYZER W/50/IFC2 & PI1 | 24989.99
FLUKE-N4K 3PP52IB | 3312894 | 3 PH N4K POWER ANALYZER W/52BP/IFC2 | 20555.99
FLUKE-N4K 3PP54I | 3108601 | 3 PH N4K POWER ANALYZER W/54/IFC2 | 21115.99
FLUKE-N4K 3PP54IP | 3108612 | 3 PH N4K POWER ANALYZER W/54/IFC2 & PI1 | 23869.99
FLUKE-N4K RACK KIT | 3313059 | N4K 19 INCH RACK MOUNT KIT W/HANDLES | 398.99
FLUKE-N5K 3PP50 | 3108620 | 3 PH N5K POWER ANALYZER W/50 | 18869.99
FLUKE-N5K 3PP50I | 3108635 | 3 PH N5K POWER ANALYZER W/50/IFC2 | 22185.99
FLUKE-N5K 3PP50IP | 3108647 | 3 PH N5K POWER ANALYZER W/50/IFC2 & PI1 | 25119.99
FLUKE-N5K 3PP50IR | 3387195 | 3 PH N5K POWER ANALYZER W/50/IFC2/PRNTR | 23715.99
FLUKE-N5K 3PP54 | 3108658 | 3 PH N5K POWER ANALYZER W/54 | 20885.99
FLUKE-N5K 3PP54I | 3108664 | 3 PH N5K POWER ANALYZER W/54/IFC2 | 24379.99
FLUKE-N5K 3PP54IP | 3108673 | 3 PH N5K POWER ANALYZER W/54/IFC2 & PI1 | 27059.99
FLUKE-N5K 3PP54IR | 3312941 | 3 PH N5K POWER ANALYZER W/54/IFC2/PRNTR | 25219.99
FLUKE-N5K 3PP54R | 3312934 | 3 PH N5K POWER ANALYZER W/54/PRNTR | 19379.99
FLUKE-N5K 3PP64 | 3108686 | 3 PH N5K POWER ANALYZER W/64 | 24989.99
FLUKE-N5K 3PP64I | 3108699 | 3 PH N5K POWER ANALYZER W/64/IFC2 | 30295.99
FLUKE-N5K 3PP64IP | 3108702 | 3 PH N5K POWER ANALYZER W/64/IFC2 & PI1 | 33329.99
FLUKE-N5K 3PP64IPR | 3312976 | 3 PH N5K POWER ANALYZER W/64/IFC2 & PI1/PRNTR | 34679.99
FLUKE-N5K 3PP64IR | 3312965 | 3 PH N5K POWER ANALYZER W/64/IFC2/PRNTR | 31619.99
FLUKE-N5K 3PP64R | 3312952 | 3 PH N5K POWER ANALYZER W/64/PRNTR | 26519.99
FLUKE-N5K 4PP54 | 3108716 | 4 PH N5K POWER ANALYZER W/54 | 22185.99
FLUKE-N5K 4PP54IP | 3108725 | 4 PH N5K POWER ANALYZER W/54/IFC2 & PI1 | 29765.99
FLUKE-N5K 6PP42IB | 3312929 | 6 PH N5K POWER ANALYZER W/42BP/IFC2 | 28485.99
FLUKE-N5K 6PP42IBR | 3313044 | 6 PH N5K POWER ANALYZER W/42BP/IFC2/PRNTR | 32489.99
FLUKE-N5K 6PP50I | 3312907 | 6 PH N5K POWER ANALYZER W/50/IFC2 | 29765.99
FLUKE-N5K 6PP50IP | 3312918 | 6 PH N5K POWER ANALYZER W/50/IFC2 & PI1 | 32795.99
FLUKE-N5K 6PP50IPR | 3313015 | 6 PH N5K POWER ANALYZER W/50/IFC2 & PI1/PRNTR | 37229.99
FLUKE-N5K 6PP50IR | 3313003 | 6 PH N5K POWER ANALYZER W/50/IFC2/PRNTR | 33915.99
FLUKE-N5K 6PP54I | 3108733 | 6 PH N5K POWER ANALYZER W/54/IFC2 | 33915.99
FLUKE-N5K 6PP54IP | 3108740 | 6 PH N5K POWER ANALYZER W/54/IFC2 & PI1 | 36799.99
FLUKE-N5K 6PP54IPR | 3312990 | 6 PH N5K POWER ANALYZER W/54/IFC2 & PI1/PRNTR | 35189.99
FLUKE-N5K 6PP54IR | 3312983 | 6 PH N5K POWER ANALYZER W/54/IFC2/PRNTR | 31929.99
FLUKE-N5K 6PP64I | 3108757 | 6 PH N5K POWER ANALYZER W/64/IFC2 | 41669.99
FLUKE-N5K 6PP64IP | 3108769 | 6 PH N5K POWER ANALYZER W/64/IFC2 & PI1 | 44909.99
FLUKE-N5K 6PP64IPR | 3313032 | 6 PH N5K POWER ANALYZER W/64/IFC2 & PI1/PRNTR | 47429.99
FLUKE-N5K 6PP64IR | 3313026 | 6 PH N5K POWER ANALYZER W/64/IFC2/PRNTR | 44369.99
FLUKE-N5K RACK KIT | 3313067 | N5K 19 INCH RACK MOUNT KIT W/HANDLES | 408.99
FLUKE-NORMA 6003 | 5125180 | PORTABLE POWER ANALYZER WITHOUT SPEED & TORQUE,THREE-CHANNEL | 8499.99
FLUKE-NORMA 6003+ | 5125198 | PORTABLE POWER ANALYZER WITH SPEED & TORQUE,THREE-CHANNEL | 11729.99
FLUKE-NORMA 6004 | 5125209 | PORTABLE POWER ANALYZER WITHOUT SPEED & TORQUE,FOUR-CHANNEL | 12239.99
FLUKE-NORMA 6004+ | 5125211 | PORTABLE POWER ANALYZER WITH SPEED & TORQUE,FOUR-CHANNEL | 15299.99
FLUKE-PQ400 | 4920947 | POWER QUALITY WINDOW | 1939.99
FLUKE-PQ400/B | 5075807 | POWER QUALITY WINDOW, BASIC | 1529.99
FLUKE-PQ-MARKER | 5046009 | CABLE MARKER SET 3P+N+PE | 11.99
FLUKE-VR1710 | 3030923 | VOLTAGE QUALITY RECORDER | 1305.99
FS17X5-TF-II | 4531791 | 3000A 4-PH FLUKE 1735 & 1745 THIN FLEXI SET | 1939.99
FS17XX IP65-TF-II | 4531804 | 3000A IP65 4-PH FLUKE 1743/4 THIN FLEXI SET | 2755.99
FS17XX-1PH-TF-II | 4531819 | 3000A 1PH FLUKE 1735 & 174X THIN FLEXI | 529.99
FS3KA/6KA-TF-4-II | 4531828 | FS3000A/6000A 4-PH 36-INCH THIN FLEXI SET | 2275.99
FTP17XXPQ | 4954311 | FUSED TEST PROBES SET, THREE PHASE PQ, AC285, R/B | 204.99
GPS430-II | 4693803 | GPS SYNC MODULE FLK 430 SERIES-II | 1635.99
GPS-TIME SYNC | 2539223 | EP2050Z, OPTION GPS TIMESYNC FOR FLUKE-1760 AND TOPAS 2000 | 869.99
I17XX-BNC-M2F | 5076304 | FLUKE-17XX 4PIN MALE TO BNC FEMALE CABLE 0.1M (1X) | 102.99
I17XX-BNC-M2M | 5076297 | FLUKE-17XX 4PIN MALE TO BNC MALE CABLE 2M (1X) | 102.99
I17XX-FLEX1.5KIP | 4921003 | FLUKE-17XX IP65 IFLEXI 1.5KA 24 IN/60CM | 276.99
I17XX-FLEX1.5KIP/3PK | 4921015 | FLUKE-17XX IP65 IFLEXI 1.5KA 24 IN/60CM, 3 PACK | 655.99
I17XX-FLEX1.5KIP/4PK | 4921026 | FLUKE-17XX IP65 IFLEXI 1.5KA 24IN/60CM, 4 PACK | 869.99
I17XX-FLEX1500 | 4637328 | FLUKE-17XX IFLEXI 1500A 12 IN | 194.99
I17XX-FLEX1500/3PK | 4637337 | FLUKE-17XX IFLEXI 1500A 12 IN, 3 PACK | 545.99
I17XX-FLEX1500/4PK | 4637411 | FLUKE-17XX IFLEXI 1500A 12IN, 4 PACK | 735.99
I17XX-FLEX2M-M2M1P | 5076285 | FLUKE-17XX IFLEX MALE-MALE CABLE 2M, 1PCS | 153.99
I17XX-FLEX2M-M2M4P | 5076272 | FLUKE-17XX IFLEX MALE-MALE CABLE 2M, 4PCS | 589.99
I17XX-FLEX3000 | 4637343 | FLUKE-17XX IFLEXI 3000A 24 IN | 220.99
I17XX-FLEX3000/3PK | 4637355 | FLUKE-17XX IFLEXI 3000A 24 IN, 3 PACK | 545.99
I17XX-FLEX3000/4PK | 4637427 | FLUKE-17XX IFLEXI 3000A 24 IN, 4 PACK | 735.99
I17XX-FLEX3KIP | 4921032 | FLUKE-17XX IP65 IFLEXI 3KA 24 IN/60CM | 276.99
I17XX-FLEX3KIP/3PK | 4921044 | FLUKE-17XX IP65 IFLEXI 3KA 24 IN/60CM, 3 PACK | 655.99
I17XX-FLEX3KIP/4PK | 4921067 | FLUKE-17XX IP65 IFLEXI 3KA 24 IN/60CM, 4 PACK | 869.99
I17XX-FLEX5M-EXT | 4921116 | FLUKE-17XX IFLEXI EXTENSION CABLE 5M | 164.99
I17XX-FLEX6000 | 4637362 | FLUKE-17XX IFLEXI 6000A 36 IN | 220.99
I17XX-FLEX6000/3PK | 4637370 | FLUKE-17XX IFLEXI 6000A 36 IN, 3 PACK | 655.99
I17XX-FLEX6000/4PK | 4637430 | FLUKE-17XX IFLEXI 6000A 36 IN, 4 PACK | 869.99
I17XX-FLEX6KIP | 4921071 | FLUKE-17XX IP65 IFLEXI 6KA 36 IN/90CM | 327.99
I17XX-FLEX6KIP/3PK | 4921080 | FLUKE-17XX IFLEXI 6KA 36 IN/90CM, 3 PACK | 765.99
I17XX-FLEX6KIP/4PK | 4921098 | FLUKE-17XX IFLEXI 6KA 36 IN/90CM, 4 PACK | 969.99
I1A/10A CLAMP PQ1 | 3345753 | 1-PHASE 1A/10A MINI CURRENT CLAMP SET FOR PQ | 559.99
I1A/10A CLAMP PQ3 | 3024413 | 3-PHASE 1A/10A MINI CURRENT CLAMP SET FOR PQ | 765.99
I1A/10A CLAMP PQ4 | 3024424 | 4-PHASE 1A/10A MINI CURRENT CLAMP SET FOR PQ | 1019.99
I20/200A CLAMP PQ3 | 3024451 | 3-PHASE 20A/200A MINI CURRENT CLAMP SET FOR PQ | 765.99
I20/200A CLAMP PQ4 | 3024460 | 4-PHASE 20A/200A MINI CURRENT CLAMP SET FOR PQ | 1019.99
I40S-EL3X | 4637396 | FLUKE-17XX I40S-EL CLAMP-ON CURRENT TRANSFORMER | 271.99
I40S-EL3X/3PK | 4637409 | FLUKE-17XX I40S-EL CLAMP-ON CURRENT TRANSFORMER, 3 PACK | 765.99
I40S-PR | 3949777 | 1750, 40A CURRENT CLAMP | 589.99
I430-FLEXI-TF-II | 4531725 | 6000A FLUKE 430 THIN FLEXI 61CM (24IN) | 509.99
I430-FLEXI-TFII-4P | 4531733 | 6000A FLUKE 430 THIN FLEXI 61CM (24IN) 4 PACK | 1529.99
I430-FLX-TFII-12 | 4621205 | 6000A FLK 430 THIN FLEXI 30CM (12IN) | 424.99
I430-FLX-TFII-48 | 4621231 | 6000A FLK 430 THIN FLEXI 122CM (48IN) | 539.99
I5A/50A CLAMP PQ1 | 3345766 | 1-PHASE 5A/50A MINI CURRENT CLAMP SET FOR PQ | 559.99
I5A/50A CLAMP PQ3 | 3024436 | 3-PHASE 5A/50A MINI CURRENT CLAMP SET FOR PQ | 765.99
I5A/50A CLAMP PQ4 | 3024449 | 4-PHASE 5A/50A MINI CURRENT CLAMP SET FOR PQ | 1019.99
I5S-PR | 3949761 | 1750, 5A CURRENT CLAMP | 589.99
IEEE519/REPORT | 4589748 | SOFTWARE LICENSE FOR IEEE519 REPORTING | 545.99
IP65 ADAPTER SET | 4946241 | FLUKE-174X POWER QUALITY LOGGER | 276.99
MBX USB-RS232 | 2539565 | EP0328Z, USB TO SERIAL RS232 ADAPTER | 77.99
MP1-3R/1B | 4944790 | MAGNET PROBE 1, 3RED/1BLACK MAGNET PROBES FOR 4MM BANANA | 108.99
MP1-MAGNET PROBE 1 | 4589220 | MAGNET PROBES FOR 4MM BANANA SET OF 4 | 111.99
NORMA 32A CABLES | 3024689 | CABLES FOR 32A PLANAR SHUNT | 325.99
NORMA 32A SHUNT | 3024677 | 32A PLANAR SHUNT | 1409.99
NORMA LG SHUNT/CBL | 3024692 | CABLES FOR HIGH CURRENT SHUNTS | 434.99
NORMA STAR POINT | 3024704 | EXTERNAL STAR POINT ADAPTER | 1409.99
NORMA V & I CABLES | 4026310 | MEASUREMENT CABLE SET | 164.99
TPS CLAMP 10A/1A | 2540445 | A680501049, CURRENT PROBE 10/1A AC | 765.99
TPS CLAMP 200/20 | 2540450 | A680501050, CURRENT PROBE 200/20A AC | 765.99
TPS CLAMP 50A/5A | 2540461 | A680501048, CURRENT PROBE 50A/5A AC | 765.99
TPS FLEX 18-TF-II | 4531837 | 100/500A FLUKE 1760 THIN FLEXI 45CM (18IN) | 765.99
TPS FLEX 24-TF-II | 4531843 | 200/1000A FLUKE 1760 THIN FLEXI 61CM (24IN) | 765.99
TPS FLEX 36-TF-II | 4531855 | 3000/6000A FLUKE 1760 THIN FLEXI 91CM (36IN) | 1405.99
TPS SHUNT 1A | 2540548 | A680501054, SHUNT 1 A AC/DC | 665.99
TPS SHUNT 20MA | 2540553 | A680501057, SHUNT 20 MA AC/DC | 665.99
TPS VOLTPROBE 100V | 2540624 | EP2075A, VOLTAGE PROBE 100 V | 539.99
TPS VOLTPROBE 10V | 2540636 | EP2073A, VOLTAGE PROBE 10 V | 539.99
TPS VOLTPROBE 1K V | 2540649 | EP2085A, VOLTAGE PROBE 1000 V | 869.99
TPS VOLTPROBE 400V | 2540660 | EP2077A, VOLTAGE PROBE 400 V | 539.99
TPS VOLTPROBE 600V | 2540697 | EP2083A, VOLTAGE PROBE 600 V | 539.99
TPS/MBX DOLPH RED | 2540744 | EP0326Z, DOLPHIN CLIP, RED | 51.99
U1500S/APC | 5132942 | 1500V DC VOLTAGE SENSOR, APAC | 819.99
USB CABLE | 3671726 | USB-A(M),USB-MINI-B(M), 2M SHIELDED | 23.99
VL1735/45 | 3276205 | BANANA 4-PHASE VOLTAGE LEAD SET FOR FLUKE-1735/45 | 435.99
FLK-IRR1-SOL | 5218288 | SOLAR IRRADIANCE METER,W/TEMP PROBE,CARRY CASE | 349.99
FLK-050-CLKT | 3460346 | 2 IN (50MM) C-RANGE IR WINDOW, KWIK TWIST | 199.99
FLK-075-CLKT | 3460387 | 3 IN (75MM) C-RANGE IR WINDOW, KWIK TWIST | 299.99
FLK-100-CLKT | 3460439 | 4 IN (100MM) C-RANGE IR WINDOW, KWIK TWIST | 399.99
FLUKE-CV200 | 4326955 | 2 IN (50 MM) IR WINDOW, HAND TURN DOOR LATCH | 249.99
FLUKE-CV300 | 4326962 | 3 IN (75 MM) IR WINDOW, HAND TURN DOOR LATCH | 349.99
FLUKE-CV301 | 4338164 | 3 IN (75MM) IR WINDOW, SECURITY KEY DOOR LATCH | 369.99
FLUKE-CV400 | 4326996 | 4 IN (100 MM) HAND TURN DOOR LATCH | 499.99
FLUKE-CV401 | 4338173 | 4 IN (100MM) IR WINDOW, SECURITY KEY DOOR LATCH | 524.99
FLUKE-922 | 2679822 | AIRFLOW METER | 769.99
FLUKE-922/KIT | 2679831 | AIRFLOW METER KIT | 879.99
FLUKE-930 ESP | 4971749 | NO-CONTACT TACHOMETER | 349.99
FLUKE-931 ESP | 4971751 | COMBO TACHOMETER | 419.99
FLUKE-971 | 2418208 | TEMPERATURE HUMIDITY METER | 384.99
FLUKE-971 CAL | 5160597 | TEMPERATURE HUMIDITY METER, CAL TRACEABLE W DATA | 1024.99
FLUKE-985 | 4131397 | AIRBORNE PARTICLE COUNTER | 5099.99
FLUKE-CO-205 | 664714 | CARBON MONOXIDE ASPIRATOR KIT | 199.99
FLUKE-CO-220 | 664711 | CARBON MONOXIDE METER | 499.99
PT12 | 2740212 | PITOT TUBE, 12 INCH | 234.99
RLD2 | 3387163 | LEAK DETECTOR FLASHLIGHT | 75.99
EDBC290 | 5077735 | EXTERNAL DUAL BAY CHARGER W/ POWER ADAPTER & CONNECTORS | 399.99
FLK-II900 | 5075603 | SONIC INDUSTRIAL IMAGER | 19999.99
FLK-II900 ARRAY CVRS | 5075982 | REPL. ARRAY COVERS FLKII900 SONIC INDUSTRIAL IMAGER,SET OF 2 | 69.99
FLK-II900 HAND STRAP | 5075994 | REPL. HAND STRAP FLKII900 SONIC INDUSTRIAL IMAGER | 29.99
FLK-II910 | 5233904 | PRECISION ACOUSTIC IMAGER | 23999.99
FLK-VT04 GLOBAL | 4366444 | VISUAL IR THERMOMETER, 8 HZ | 637.99
FLK-VT04A GLOBAL | 4485211 | VISUAL IR THERMOMETER, 8 HZ | 571.99
FLK-VT04-BATTERY | 4375741 | PACK (8.1WH 2250MAH, 3.6V) - REPLACEMENT | 65.99
FLK-VT04-CHARGER | 4375752 | POWER SUPPLY,USB SOCKET PLUG & GO 5VDC 1 AMP 5 W - REPLACEMENT | 65.99
FLK-VT04-HARD CASE | 4426115 | VT HARD CASE | 54.99
FLK-VT04-MAINT-KIT | 4383315 | VT04,8 HZ/1507 | 1099.99
BOOK-ITP | 3413459 | INTRODUCTION TO THERMOGRAPHY PRINCIPLES | 39.99
FLK-TI-SBC3B | 4354922 | CHARGING BASE, POWER SUPPLY WITH ADAPTERS | 189.99
FLK-TI-SBP3 | 3440365 | SMART BATTERY PACK 3 | 149.99
TI-TRIPOD | 3511872 | TRIPOD MOUNTING ACCESSORY/HOLDER | 149.99
TI-TRNG BC 2D-OS | 2679481 | TWO-DAY COURSE ON SITE (BUILDINGS COURSE) | 9499.99
TI-TRNG EC 2D-OS | 2679470 | TWO-DAY COURSE ON SITE (ELECTRICAL COURSE) | 9499.99
TI-TRNG L1/ACFBD | 2648707 | ABBREVIATED COURSE FOR BUILDINGS PROFESSIONALS | 17399.99
TI-TRNG L1/PDMAP | 2648695 | THERMOGRAPHIC APPS FOR PREDICTIVE MAINTENANCE | 1899.99
TI-TRNG L1C 4D | 2648803 | 4-DAY COURSE ON SITE: INFRARED LEVEL 1 | 17399.99
TI-TRNG L2/ATAFP | 2648718 | ADVNCD THERMOGRAPHIC APPS FOR PREDICTIVE MAINT | 1899.99
TI-TRNG L2C 4D | 2674987 | 4-DAY COURSE ON SITE: INFRARED LEVEL 2 | 17399.99
TI-TRNG L3/BP | 2648729 | TRAINING, SNELL, LEVEL 3 BEST PRACTICES | 2099.99
TI-TRNG MC 2D-OS | 2679462 | TWO-DAY COURSE ON SITE (MECHANICAL COURSE) | 9499.99
TI-TRNG TI 2D-OS | 2679455 | TI-TRNG TI 2D-OS TWO-DAY COURSE ON SITE (TI20/30 COURSE) | 9499.99
TI-TRNG/BA | 2648741 | TRAINING, SNELL, BUILDING APPLICATIONS | 1399.99
TI-TRNG/ELECTAPP | 2648859 | TRAINING, SNELL, ELECTRICAL APPLICATIONS | 1399.99
TI-TRNG/MECHAPP | 2648844 | TRAINING, SNELL, MECHANICAL APPLICATIONS | 1399.99
TI-TRNG/MENTOR | 2648826 | TRAINING, SNELL, MENTORING | 2699.99
TI-VISOR | 3374437 | VISOR FOR TI10/TI25/TIR/TIR1 | 89.99
810PA | 3986002 | AC POWER ADAPTER WITH INTERNATIONAL PLUG SET | 103.49
810QDC | 3530837 | QUICK DISCONNECT CABLE | 199.99
810S | 3530828 | SENSOR | 1599.99
810SC-20 | 3822018 | SENSOR CABLE, 20 FT | 199.99
810SMM | 3530862 | SENSOR MAGNET MOUNT | 265
810SMP | 3530855 | SENSOR MOUNTING PADS, 10 PACK | 31.49
810T | 3530819 | TACHOMETER | 164.99
FLUKE-805 FC | 4489229 | FLUKE CONNECT VIBRATION METER | 1999.99
FLUKE-805/ES | 4636786 | EXTERNAL VIBRATION SENSOR | 1399.99
FLUKE-810 | 3542635 | VIBRATION TESTER | 10349.99
FLUKE-810 TRNG BOOK | 4905024 | VIBRATION TESTER TRAINING PROGRAM BOOK | 309.99
FLUKE-810/+TRNG | 4878251 | FLUKE-810 VIBRATION TESTER PLUS TRAINING PROGRAM BOOK | 10499.99
FLUKE-820-2 | 4550041 | LED STROBOSCOPE | 1499.99
FLUKE-830/BT | 5237143 | LASER ALIGNMENT TOOL W/BLUETOOTH INSTALLED | 9299.99
FLUKE-830/MAGNET | 4528249 | MAGNETIC BRACKET | 1029.99
FLUKE-830/SHIMS | 4551330 | PRECISION SHIM KIT, SIZES A-B, METRIC | 1029.99
SBP810 | 3530843 | SMART BATTERY PACK | 309.99
FUSE | 643684 | 20A,600V,.406X1.500,,FAST | 11.54
FUSE | 713057 | LOT QTY ,FUSE, FAST 2A 250V LOT QTY 25 | 32.6
FUSE | 713099 | LOT QTY ,FUSE, FIBRE 3A 600VAC LOT QTY 25 | 77.46
FUSE | 717215 | LOT QTY 25 ,FUSE, FIBER, 20A 600VAC, LOT QTY 25 | 222.9
FUSE | 803293 | 11A,1000V,FAST.406INX1.500,BULK | 9.89
FUSE | 812396 | LOT QTY 25 ,FUSE,LOT QTY 25,FAST,.63A,250V,5X20MM | 19.57
FUSE | 812404 | LOT QTY 25 ,FUSE,LOTQTY 25,FAST,2A,600V | 159.95
FUSE | 847793 | LOT QTY 25 ,FUSE,LOT QTY 25,FAST,15A, 600V | 114.64
FUSE | 871194 | LOT QTY 5 ,FUSE,FIBER, 20A 600VAC, LOT QTY 5 | 56.14
FUSE | 871210 | LOT QTY 25 ,FUSE, FIBER, 1A 600V,FAST, LOT QTY 25 | 78.4
FUSE | 871223 | LOT QTY 5 ,FUSE, FIBER, 15A 600V,FAST,LOT QTY 5 | 28.74
FUSE | 943121 | 0.440A,1000V,FAST,.406X1.375,BULK | 7.42
FUSE-11A/1000V B1 | 203403 | FUSE, 11A, 1000V, FAST, B. PK, QTY 1 | 15.25
FUSE-11A/1000V B5 | 203406 | FUSE, 11A, 1000V, FAST, LOT QTY 5 | 49.34
FUSE-15A/600BLSTR | 892583 | FUSE,15A, 600V, .406X1.5, FAST,QTY 1. | 11.33
FUSE-1A/600VBLSTR | 871207 | FUSE, FIBER, 1A 600V, FAST, LOT QTY 5 | 17.55
FUSE-2A/250VBLSTR | 871178 | FUSE,2A 250V, 1 X .25 FAST, LOT QTY 5 | 10.2
FUSE-2A/600VBLSTR | 871215 | FUSE, FIBER, 2A 600V, FAST, LOT QTY 5 | 37.46
FUSE-3A/600VBLSTR | 871202 | FUSE, 3A, 600V, PKG/5 | 19.16
FUSE-440MA/1000VB1 | 203411 | FUSE,440MA, 1000V, FAST, B.PK, QTY 1 | 10.2
FUSE-440MA/1000VB5 | 203414 | FUSE,440MA, 1000V, FAST, LOT QTY 5 | 26.89
FUSE-630MA BLSTR | 871173 | FUSE,630MA 250V,5X20MM FAST,LOT QTY 5 | 10.92
PUMP ASSEMBLY W/O MOTOR | 3345794 | FLUKE-719 | 1282.46
1081-12-0 | 1942231 | MINI BANANA PLUG PATCH CORD (BLACK) | 8.99
1081-12-2 | 1942246 | MINI BANANA PLUG PATCH CORD (RED) | 8.99
1081-18-0 | 1942279 | MINI BANANA PLUG PATCH CORD (BLACK) | 8.99
1081-18-2 | 1942287 | MINI BANANA PLUG PATCH CORD (RED) | 8.99
1081-24-0 | 1942302 | MINI BANANA PLUG PATCH CORD (BLACK) | 9.19
1081-24-2 | 1942316 | MINI BANANA PLUG PATCH CORD (RED) | 9.19
1081-36-0 | 1942357 | MINI BANANA PLUG PATCH CORD (BLACK) | 9.19
1081-36-2 | 1942369 | MINI BANANA PLUG PATCH CORD (RED) | 9.19
1081-4-0 | 1942378 | MINI BANANA PLUG PATCH CORD (BLACK) | 8.99
1081-4-2 | 1942391 | MINI BANANA PLUG PATCH CORD (RED) | 8.99
1081-48-0 | 1942406 | MINI BANANA PLUG PATCH CORD (BLACK) | 9.49
1081-48-2 | 1942414 | MINI BANANA PLUG PATCH CORD (RED) | 9.49
1081-60-0 | 1942423 | MINI BANANA PLUG PATCH CORD (BLACK) | 9.49
1081-60-2 | 1942438 | MINI BANANA PLUG PATCH CORD (RED) | 9.49
1081-8-0 | 1942461 | MINI BANANA PLUG PATCH CORD (BLACK) | 8.99
1081-8-2 | 1942477 | MINI BANANA PLUG PATCH CORD (RED) | 8.99
1166-12-0 | 1942842 | ALLIG CL, BANANA PLUG (BLACK) | 6.89
1166-12-2 | 1942863 | ALLIG CL, BANANA PLUG (RED) | 6.89
1166-24-0 | 1942920 | ALLIG CL, BANANA PLUG (BLACK) | 6.89
1166-24-2 | 1942964 | ALLIG CL, BANANA PLUG (RED) | 6.89
1166-36-0 | 1943050 | ALLIG CL, BANANA PLUG (BLACK) | 6.89
1166-36-2 | 1943089 | ALLIG CL, BANANA PLUG (RED) | 6.89
1166-36-2# | 1943092 | ALLIG CL, BANANA PLUG BULK (RED) | 6.89
1166-48-0 | 1943201 | ALLIG CL, BANANA PLUG (BLACK) | 7.29
1166-48-2 | 1943220 | ALLIG CL, BANANA PLUG (RED) | 7.29
1166-60-0 | 1943300 | ALLIG CL, BANANA PLUG (BLACK) | 7.29
1166-60-2 | 1943321 | ALLIG CL, BANANA PLUG (RED) | 7.29
1167-18 | 1943452 | DBL BANANA, SHIELDED LINE | 48.99
1167-24 | 1943465 | DBL BANANA, SHIELDED LINE | 48.99
1167-36 | 1943483 | DBL BANANA, SHIELDED LINE | 48.99
1167-48 | 1943490 | DBL BANANA, SHIELDED LINE | 49.99
1167-60 | 474890 | TEST LEAD,VINYL,3 PLUG-3 PLUG,GRY | 49.99
122505A | 1943727 | RET. B-PLUG, DIY, BLK | 6.39
122505A# | 1943730 | RET. B-PLUG, DIY, BLK,BULK | 6.39
122506A | 1943748 | RET. B-PLUG, DIY, RED | 6.39
122506A# | 1943753 | RET. B-PLUG, DIY, RED,BULK | 6.39
1269 | 1633042 | BNC (F) DBL BANANA PLUG | 10.69
1269# | 1943979 | DBL BANANA/BNC (F) BULK PACK | 10.69
1270 | 529248 | ADAPTER,BNC(M),BANANA PLUG | 16.09
1270# | 2840970 | ADAPTER,BNC(M),BANANA PLUG, BULK PACKAGED | 16.09
1286 | 1944080 | DBL BIND POST/BANANA PLUG | 15.99
1286#/BULK | 2157088 | DBL BIND POST/BANANA PLUG BULK | 15.99
1296 | 1633000 | BNC (M) BINDING POSTS | 19.09
1296# | 1944102 | BNC (M)/BINDING POSTS BULK PK | 19.09
1297 | 528836 | ADAPTER,BNC(F),PHONO PLUG | 16.29
1297# | 3528399 | ADAPTER,BNC(F),PHONO PLUG, BULK PACKAGED | 16.29
1325-0 | 1659418 | BANANA PLUG, SOLDERLESS, 10 PCS, BLACK | 22.99
1325-0# | 1944157 | BANANA PLUG BULK PACK (BLACK) | 2.3
1325-02 | 1944169 | D-I-Y BAN PLUG W/SET SCREW (SET) | 4.79
1325-1 | 1944178 | BANANA PLUG 10/PKG (BROWN) | 22.99
1325-1# | 2151125 | BANANA PLUG (BROWN) BULK | 2.3
1325-2 | 1659429 | BANANA PLUG, SOLDERLESS, 10 PCS, RED | 22.99
1325-2# | 1944191 | BANANA PLUG BULK PACK (RED) | 2.3
1325-3 | 1944207 | BANANA PLUG 10/PKG (ORANGE) | 22.99
1325-3# | 1944218 | BANANA PLUG BULK PACK (ORANGE) | 2.3
1325-4 | 1944229 | BANANA PLUG 10/PKG (YELLOW) | 22.99
1325-4# | 3807872 | BANANA PLUG, MTO BULK, (YELLOW) | 2.3
1325-5 | 1944241 | BANANA PLUG 10/PKG (GREEN) | 22.99
1325-5# | 3782474 | BANANA PLUG (GREEN) BULK PACK | 2.3
1325-6 | 1944265 | BANANA PLUG 10/PKG (BLUE) | 22.99
1325-6# | 1944276 | BANANA PLUG (BLUE) BULK | 2.3
1325-7 | 1944283 | BANANA PLUG 10/PKG (VIOLET) | 22.99
1325-7# | 4096733 | BANANA PLUG BULK PACK (VIOLET) | 2.3
1325-8 | 1944290 | BANANA PLUG 10/PKG (GRAY) | 22.99
1325-8# | 1944309 | BANANA PLUG BULK PACK (GRAY) | 2.3
1325-9 | 1944311 | BANANA PLUG 10/PKG (WHITE) | 22.99
1325-9# | 4162762 | BANANA PLUG BULK PACK (WHITE) | 2.3
1326-A-60 | 1944366 | DBL BANANA, 2 COND | 20.39
1326-C-60 | 1944375 | DBL BANANA, RG58C/U | 20.39
1330-0 | 1632037 | DOUBLE BANANA PLUG (BLACK) | 4.39
1330-0# | 3065222 | DOUBLE BANANA PLUG (BLACK) BULK | 4.39
1330-2 | 1632043 | DOUBLE BANANA PLUG (RED) | 4.39
1330-ST-0 | 1632055 | DOUBLE BANANA PLUG WITH SOLDER TURRETS, BLACK | 5.39
1330-ST-2 | 1632062 | DOUBLE BANANA PLUG WITH SOLDER TURRETS, RED | 5.39
1368-A-18 | 1632944 | BANANA/DBL BANANA PLUG CABLE ASSY, 18 INCHES | 34.49
1368-A-24 | 1632959 | BANANA/DBL BANANA PLUG CABLE ASSY, 24 INCHES | 34.49
1368-A-36 | 1632971 | BANANA/DBL BANANA PLUG CABLE ASSY, 36 INCHES | 34.49
1368-A-48 | 1632980 | BANANA/DBL BANANA PLUG CABLE ASSY, 48 INCHES | 34.49
1368-A-60 | 1632998 | BANANA/DBL BANANA PLUG CABLE ASSY, 60 INCHES | 34.49
1383-C-24 | 1945095 | BNC (M)/ANGLE (M), RG58C/U | 48.99
1383-C-60 | 1945127 | BNC (M)/ANGLE (M), RG58C/U | 54.09
1432-0 | 1938027 | B-JACK/PIN TIP, 10/PKG (BLACK) | 18.99
1432-0# | 1938030 | B-JACK/PIN TIP BULK (BLACK) | 1.9
1432-2 | 1938048 | B-JACK/PIN TIP, 10/PKG (RED) | 18.99
1432-2# | 1938053 | B-JACK/PIN TIP BULK (RED) | 1.9
1440-12-0 | 1938082 | BANANA PLUG PATCH CORD (BLACK) | 9.49
1440-12-2 | 1938094 | BANANA PLUG PATCH CORD (RED) | 9.49
1440-18-0 | 1938121 | BANANA PLUG PATCH CORD (BLACK) | 9.49
1440-18-2 | 1938139 | BANANA PLUG PATCH CORD (RED) | 9.49
1440-24-0 | 1938142 | BANANA PLUG PATCH CORD (BLACK) | 9.69
1440-24-2 | 1938156 | BANANA PLUG PATCH CORD (RED) | 9.69
1440-36-0 | 1938163 | BANANA PLUG PATCH CORD (BLACK) | 9.69
1440-36-2 | 1938174 | BANANA PLUG PATCH CORD (RED) | 9.69
1440-48-0 | 1938206 | BANANA PLUG PATCH CORD (BLACK) | 9.69
1440-48-2 | 1938214 | BANANA PLUG PATCH CORD (RED) | 9.69
1440-60-0 | 1938250 | BANANA PLUG PATCH CORD (BLACK) | 11.59
1440-60-2 | 1938261 | BANANA PLUG PATCH CORD (RED) | 11.59
1442 | 1938303 | DBL BANANA/PHONO JACK | 21.09
1452 | 1938315 | BNC (F)/BINDING POSTS | 17.09
1452# | 2840353 | BNC (F)/BINDING POSTS BULK PACKAGED | 17.09
1468 | 1938410 | BNC (F)/DBL BANANA, ISOL | 33.69
1469 | 1938422 | BNC (M)/BIND POST, ISOL | 41.89
1508/POM | 1632070 | TEST LEAD HOLDER FOR WIRES UP TO .210 INCH DIA. | 18.89
1581-0 | 1939208 | B-JACK, TIN PL 10/PKG (BLACK) | 20.99
1581-0# | 1939213 | B-JACK, TIN PL BULK PACK (BLACK) | 2.1
1581-02 | 1939236 | BANANA JACK, TIN PL (SET) | 4.69
1581-1 | 1939249 | B-JACK, TIN PL 10/PKG (BROWN) | 20.99
1581-2 | 1939251 | B-JACK, TIN PL 10/PKG (RED) | 20.99
1581-2# | 1939260 | B-JACK, TIN PL BULK PACK (RED) | 2.1
1581-3 | 1939285 | B-JACK, TIN PL 10/PKG (ORANGE) | 20.99
1581-3#/BULK | 2285076 | B-JACK, TIN PLATED (ORANGE) BULK | 2.1
1581-4 | 1939304 | B-JACK, TIN PL 10/PKG (YELLOW) | 20.99
1581-5 | 1939328 | B-JACK, TIN PL 10/PKG (GREEN) | 20.99
1581-5# | 1939337 | B-JACK, TIN PL BULK (GREEN) | 2.1
1581-6 | 1939343 | B-JACK, TIN PL 10/PKG (BLUE) | 20.99
1581-6# | 3105047 | B-JACK, TIN PL (BLUE), BULK | 2.1
1581-7 | 1939362 | B-JACK, TIN PL 10/PKG (VIOLET) | 20.99
1581-8 | 1939381 | B-JACK, TIN PL 10/PKG (GRAY) | 20.99
1581-8# | 1939396 | B-JACK, TIN PL BULK (GRAY) | 2.1
1581-9 | 1939409 | B-JACK, TIN PL 10/PKG (WHITE) | 20.99
1581-9# | 1939411 | B-JACK, TIN PL BULK (WHITE) | 2.1
1614A-0 | 1939815 | INSULATED SPADE LUG/JACK (BLK) | 3.09
1614A-2 | 1939826 | INSULATED SPADE LUG/JACK (RED) | 3.09
1658-T-18 | 1940115 | TYPE N (M), RG214/U | 69.49
1658-T-24 | 1940132 | TYPE N (M), RG214/U | 69.49
1658-T-36 | 1940171 | TYPE N (M), RG214/U | 79.99
1658-T-48 | 1940180 | TYPE N (M), RG214/U | 99.99
1658-T-60 | 1940209 | TYPE N (M), RG214/U | 106.99
1661-C-24 | 1940253 | BNC (M), RG58C/U MTO | 17.89
1693-36-0 | 1941134 | MICROVOLT SPADE LUGS (BLACK) | 26.59
1693-36-2 | 1941141 | MICROVOLT SPADE LUGS (RED) | 26.59
1693-60-0 | 1941176 | MICROVOLT SPADE LUGS (BLACK) | 26.59
1693-60-2 | 1941183 | MICROVOLT SPADE LUGS (RED) | 26.59
1756-24 | 1937148 | MICROVOLT SPADE LUG, SHIELDED | 59.19
1756-48 | 1937153 | MICROVOLT SPADE LUG, SHIELDED | 59.19
1809-0 | 1937215 | PIN TIP JACK/BANANA PLUG 10/PK (BLACK) | 31.49
1809-2 | 1937226 | PIN TIP JACK/BANANA PLUG 10/PK (RED) | 31.49
1823-0 | 1937244 | DBL BANANA SPLICE (BLACK) | 4.89
1823-2 | 1937259 | DBL BANANA SPLICE (RED) | 4.89
1825-0 | 1659434 | BANANA PLUG WITH SAFETY COLLAR, SOLDERLESS, 10 PCS, BLACK | 22.99
1825-0# | 1937271 | BANANA PLUG BULK PACK (BLACK) | 2.3
1825-02 | 1937298 | D-I-Y BAN PLUG W/SET SCREW (SET) | 5.79
1825-1 | 1937306 | BANANA PLUG 10/PKG (BROWN) | 22.99
1825-1# | 1937314 | BANANA PLUG BULK (BROWN) | 2.3
1825-2 | 1659441 | BANANA PLUG WITH SAFETY COLLAR, SOLDERLESS, 10 PCS, RED | 22.99
1825-2# | 1937338 | BANANA PLUG BULK PACK (RED) | 2.3
1825-3 | 1659452 | BANANA PLUG WITH SAFETY COLLAR, SOLDERLESS, 10 PCS, ORANGE | 22.99
1825-3# | 1937361 | BANANA PLUG BULK (ORANGE) | 2.3
1825-4 | 1659465 | BANANA PLUG WITH SAFETY COLLAR, SOLDERLESS, 10 PCS, YELLOW | 22.99
1825-4# | 1937389 | BANANA PLUG BULK (YELLOW) | 2.3
1825-5 | 1659476 | BANANA PLUG WITH SAFETY COLLAR, SOLDERLESS, 10 PCS, GREEN | 22.99
1825-5# | 1937404 | BANANA PLUG BULK (GREEN) | 2.3
1825-6 | 1659483 | BANANA PLUG WITH SAFETY COLLAR, SOLDERLESS, 10 PCS, BLUE | 22.99
1825-6# | 1937428 | BANANA PLUG BULK PKG (BLUE) | 2.3
1825-7 | 1937437 | BANANA PLUG 10/PKG (VIOLET) | 22.99
1825-7# | 1937443 | BANANA PLUG BULK PACK (VIOLET) | 2.3
1825-8 | 1937455 | BANANA PLUG 10/PKG (GRAY) | 22.99
1825-8# | 1937462 | BANANA PLUG BULK PACK (GRAY) | 2.3
1825-9 | 1659490 | BANANA PLUG WITH SAFETY COLLAR, SOLDERLESS, 10 PCS, WHITE | 22.99
1825-9# | 1937481 | BANANA PLUG BULK (WHITE) | 2.3
1829-0 | 1937496 | SGL B-PLUG SPLICE 10/PKG (BLACK) | 22.99
1829-2 | 1937520 | SGL B-PLUG SPLICE 10/PKG (RED) | 22.99
1894 | 1632081 | BNC (F) TO BANANA PLUG ADAPTER | 11.79
1894# | 1937586 | BNC (F)/BANANA PLUG BULK | 11.79
1960-36-0 | 1937760 | ALLIG CL/SPADE LUG (BLACK) | 11.79
1960-36-2 | 1937772 | ALLIG CL/SPADE LUG (RED) | 11.79
2035-0 | 1633017 | MINIATURE SHORTED DBL BANANA PLUG, BLACK | 8.49
2035-0# | 1937831 | MINI DBL BANANA, SHORTED BULK (BLACK) | 8.49
2035-2 | 1633021 | MINIATURE SHORTED DBL BANANA PLUG, RED | 8.49
2138-0 | 1930636 | B-JACK/MINI PLUG 10/PK (BLACK) | 33.49
2138-2 | 1930649 | B-JACK/MINI PLUG 10/PK (RED) | 33.49
2142-0 | 1996819 | BANANA JACK, BLACK MINI, 10/PKG | 20.79
2142-0# | 1930660 | MINI B-JACK BULK PACK (BLACK) | 2.09
2142-2 | 1996740 | BANANA JACK RED MINI, 10/PKG | 20.79
2142-2# | 1930703 | MINI B-JACK BULK PACK (RED) | 2.08
2142-3 | 1930715 | MINI B-JACK 10/PKG (ORANGE) | 20.79
2142-3# | 1930726 | MINI B-JACK BULK (ORANGE) | 2.08
2142-4 | 1930732 | MINI B-JACK 10/PKG (YELLOW) | 20.79
2142-4# | 1930744 | MINI B-JACK BULK (YELLOW) | 2.08
2142-5 | 1930759 | MINI B-JACK 10/PKG (GREEN) | 20.79
2142-5# | 1930767 | MINI B-JACK BULK (GREEN) | 2.08
2142-6 | 1930771 | MINI B-JACK 10/PKG (BLUE) | 20.79
2142-6# | 1930780 | MINI B-JACK BULK (BLUE) | 2.08
2142-9 | 1996757 | BANANA JACK WHITE MINI, 10/PKG | 20.79
2142-9# | 1930842 | MINI B-JACK BULK (WHITE) | 2.08
2143-0 | 1930856 | MINI DBL BANANA JACK (BLACK) | 5.89
2143-0# | 1930863 | MINI DBL BANANA JACK, BULK PK (BLACK) | 5.89
2143-2 | 1930874 | MINI DBL BANANA JACK (RED) | 5.89
2239-C-24 | 1930920 | BANANA PLUG, RG58C/U | 36.79
2239-C-36 | 1930935 | BANANA PLUG, RG58C/U | 38.79
2239-C-48 | 1930947 | BANANA PLUG, RG58C/U | 38.79
2240-0 | 543884 | ALLIGATOR CLIP W/BANNANA JACK (BLACK) 10/PKG | 11.79
2240-0# | 2842174 | ALLIGATOR CLIP W/BANNANA JACK (BLACK) BULK | 1.18
2240-2 | 1931003 | ALLIG CL/B-JACK 10/PKG (RED) | 11.79
2241-C-36 | 1931071 | BANANA PLUG/BNC (M), RG58C - MTO | 35.69
2244-0 | 1931116 | MINI BANANA PLUG/JACK (BLACK) | 8.49
2244-0# | 1931125 | MINI BANANA PLUG/JACK BULK (BLACK) | 8.49
2244-2 | 1931133 | MINI BANANA PLUG/JACK (RED) | 8.49
2244-2# | 2557231 | MINI BANANA PLUG/JACK (RED), BULK | 8.49
2247-K-24 | 1931157 | MINI BANANA PLUG, RG174/U | 29.59
2249-C-12 | 1931218 | BNC (M), RG58C/U | 20.29
2249-C-12# | 1931229 | BNC (M), RG58C/U - BULK | 20.29
2249-C-120 | 1931234 | BNC (M), RG58C/U | 30.59
2249-C-120# | 3340642 | BNC (M), RG58C/U, BULK | 30.59
2249-C-144 | 1931265 | BNC (M), RG58C/U | 33.69
2249-C-180 | 1931309 | BNC (M), RG58C/U | 35.69
2249-C-24 | 1931375 | BNC (M), RG58C/U | 20.29
2249-C-240 | 1931394 | BNC (M), RG58C/U | 40.79
2249-C-300 | 1931458 | BNC (M), RG58C/U | 48.99
2249-C-36 | 1931473 | BNC (M), RG58C/U | 21.99
2249-C-360 | 1931499 | BNC (M), RG58C/U | 54.09
2249-C-48 | 1931523 | BNC (M), RG58C/U | 24.49
2249-C-48# | 4427340 | BNC (M), RG58C/U, BULK | 24.49
2249-C-6 | 1931561 | BNC (M), RG58C/U | 20.29
2249-C-60 | 1931589 | BNC (M), RG58C/U | 24.49
2249-C-60# | 1931592 | BNC (M), RG58C/U - BULK | 24.49
2249-C-600 | 1931610 | BNC (M), RG58C/U | 69.49
2249-C-72 | 1931646 | BNC (M), RG58C/U | 24.49
2249-C-72# | 1931654 | BNC (M), RG58C/U - BULK | 24.49
2249-C-96 | 1931763 | BNC (M), RG58C/U | 26.59
2249-E-12 | 1931774 | BNC (M), RG59B/U | 21.49
2249-E-12# | 3782488 | BNC (M), RG59B/U BULK PACK | 21.49
2249-E-120 | 1931788 | BNC (M), RG59B/U | 30.59
2249-E-144 | 1931808 | BNC (M), RG59B/U | 32.69
2249-E-180 | 1931836 | BNC (M), RG59B/U | 34.69
2249-E-24 | 1931851 | BNC (M), RG59B/U | 21.49
2249-E-240 | 1931860 | BNC (M), RG59B/U | 40.79
2249-E-300 | 1931872 | BNC (M), RG59B/U | 48.99
2249-E-36 | 1931885 | BNC (M), RG59B/U | 21.49
2249-E-360 | 1931897 | BNC (M), RG 59B/U | 54.09
2249-E-48 | 1931904 | BNC (M), RG59B/U | 24.49
2249-E-6 | 1931928 | BNC (M), RG59B/U | 21.49
2249-E-60 | 1931943 | BNC (M), RG59B/U | 24.49
2249-E-600 | 1931962 | BNC (M), RG59B/U | 81.59
2249-E-72 | 1931981 | BNC (M), RG59B/U | 24.49
2249-K-12 | 1932057 | BNC (M), RG174/U | 30.49
2249-K-120 | 1932069 | BNC (M), RG174/U | 36.79
2249-K-180 | 1932126 | BNC (M), RG174/U | 43.99
2249-K-24 | 1932132 | BNC (M), RG174/U | 30.49
2249-K-240 | 1932144 | BNC (M), RG174/U | 48.99
2249-K-300 | 1932180 | BNC (M), RG174/U | 54.09
2249-K-36 | 1932209 | BNC (M), RG174/U | 30.49
2249-K-48 | 1932230 | BNC (M), RG174/U | 32.69
2249-K-480 | 1932248 | BNC (M), RG174/U - MTO | 64.29
2249-K-6 | 1932266 | BNC (M), RG174/U | 30.49
2249-K-60 | 1932275 | BNC (M), RG174/U | 32.69
2249-K-72 | 1932294 | BNC (M), RG174/U | 34.69
2249-Y-12 | 1932554 | BNC (M) RG223/U | 30.49
2249-Y-120 | 1932568 | BNC (M) RG223/U | 48.99
2249-Y-144 | 1932579 | BNC (M) RG223/U | 54.09
2249-Y-180 | 1932587 | BNC (M) RG223/U | 69.39
2249-Y-24 | 1932593 | BNC (M) RG223/U | 30.49
2249-Y-240 | 1932606 | BNC (M) RG223/U | 76.49
2249-Y-36 | 1932623 | BNC (M) RG223/U | 32.69
2249-Y-48 | 1932650 | BNC (M) RG223/U | 34.69
2249-Y-60 | 1932689 | BNC (M) RG223/U | 36.79
2249-Y-72 | 1932704 | BNC (M) RG223/U | 38.79
2269-0 | 1932956 | DBL BANANA JACK (BLACK) | 4.59
2269-0# | 1932963 | DBL BANANA JACK BULK (BLACK) | 4.59
2269-2 | 1932974 | DBL BANANA JACK (RED) | 4.59
2305 | 1933312 | MICROVOLT SPADE LUG | 21.19
2352 | 1996699 | SCREW, 4-4 UNC-2A, 100/PK | 81.99
2382-0 | 1996733 | BINDING POST, MINI INSULATED NYLON, BLACK | 9.69
2382-2 | 1996791 | BINDING POST, MINI INSULATED NYLON, RED | 9.69
2383-0 | 1933440 | MINI BIND POST, GOLD PL (BLACK) | 18.99
2390 | 1632118 | SHIELDED BOX WITH TWO BNC (F) | 42.99
2391 | 1632129 | SHIELDED BOX, BNC (M) TO BNC (F) | 42.99
2392/POM | 1933491 | SHIELDED BOX, BNC (F-F-F) | 81.99
2393 | 1933504 | BOX, BNC/BIND POST | 76.99
2397 | 1933519 | SHIELDED BOX | 12.99
2397# | 2438886 | SHIELDED BOX, BULK | 12.99
2398 | 1933537 | SHIELDED BOX, SMA (M-F) | 127.99
2399 | 1933543 | SHIELDED BOX, SMA (F-F) | 81.99
2400 | 1933555 | SHIELDED BOX | 10.79
2401 | 1933570 | SHIELDED BOX, BNC (F-F-M) | 72.99
2417 | 1933603 | SHIELDED BOX | 12.99
2417# | 1933615 | SHIELDED BOX BULK | 12.99
2428 | 1933632 | SHIELDED BOX | 10.99
2428# | 1933644 | SHIELDED BOX BULK | 10.99
2439-0 | 1933659 | MINI BIND POST, TIN PL (BLACK) | 7.99
2439-0# | 1933667 | MINI BIND POST, TIN PL BULK (BLACK) | 7.99
2439-1 | 1933671 | MINI BIND POST, TIN PL (BROWN) | 7.99
2439-2 | 1933680 | MINI BIND POST, TIN PL (RED) | 7.99
2439-5 | 903497 | BINDING POST,BRASS,8-32,POLYCA,GRN | 7.99
2439-5# | 2139459 | MINI BIND POST, TIN PL (GREEN) BULK | 7.99
2439-6 | 1933731 | MINI BIND POST, TIN PL (BLUE) | 7.99
2440-0 | 1933818 | MINI BIND POST, TIN PL (BLACK) | 17.99
2447 | 1933883 | BNC (M) | 14.79
2447A | 1933909 | PANEL MT., .500 CENTER | 9.19
2451 | 1933927 | BNC (F) | 9.69
2451# | 1933930 | BNC (F) BULK PACK | 9.69
2451A | 1933948 | BNC(F) PANEL MT., .500 CENTER | 7.59
2455 | 1933953 | TYPE N (F) | 11.29
2455# | 1933966 | TYPE N (F) BULK | 11.29
2630 | 1632134 | BNC (F) TO ALLIGATOR CLIPS | 14.29
2631 | 1632141 | BNC (F) TO MINI ALLIGATOR CLIPS | 14.29
2631# | 1934202 | MINI CL/BNC (F) BULK | 14.29
2708 | 1632152 | TEST LEAD HOLDER FOR WIRES UP TO .450 INCH DIA. | 17.89
2854-0 | 1996837 | BANANA JACK, BLACK STD, 10/PKG | 33.49
2854-0# | 1926278 | B-JACK GOLD PL BULK (BLACK) | 3.35
2854-1 | 1926284 | B-JACK GOLD PL 10/PKG (BROWN) | 33.49
2854-2 | 1996828 | BANANA JACK, RED STD, 10/PKG | 33.49
2854-2# | 3807327 | BANANA JACK, GOLD PLATED MTO BULK (RED) | 3.35
2854-4 | 1926322 | B-JACK GOLD PL 10/PKG (YELLOW) | 33.49
2854-5 | 1926331 | B-JACK GOLD PL 10/PKG (GREEN) | 33.49
2854-5# | 2106951 | BANANA JACK, GOLD PLATED (GREEN) BULK | 3.35
2854-6 | 1926346 | B-JACK GOLD PL 10/PKG (BLUE) | 33.49
2854-8 | 808030 | BANANA JACK,PANEL (GRAY) 10/PKG | 33.49
2854-9 | 1996769 | BANANA JACK WHITE STD, 10/PKG | 33.49
2864-24-0 | 1926421 | BANANA PLUG PATCH CORD (BLACK) | 11.49
2864-24-2 | 1926439 | BANANA PLUG PATCH CORD (RED) | 11.49
2886 | 1926675 | MINI CL/BNC (M) | 20.29
2894-0 | 1926701 | BIND POST/BANANA PLUG (BLACK) | 8.49
2894-2 | 1926712 | BIND POST/BANANA PLUG (RED) | 8.49
2901 | 1633039 | SHIELDED BOX | 30.79
2902 | 1926814 | SHIELDED BOX, BNC (F-F) | 56.29
2906 | 1926823 | SHIELDED BOX | 26.99
2944-0 | 1926845 | MINI BANANA PLUG (BLACK) | 5.39
2944-0# | 3187126 | MINI BANANA PLUG (BLACK), BULK | 5.39
2944-2 | 1926850 | MINI BANANA PLUG (RED) | 5.39
2945-0 | 1926861 | MINI BANANA PLUG (BLACK) | 5.39
2945-0#/BULK | 2157111 | MINI BANANA PLUG (BLACK) BULK | 5.39
2945-2 | 1926877 | MINI BANANA PLUG (RED) | 5.39
2948-12-0 | 1926889 | BANANA PLUG PATCH CORD, GOLD (BLACK) | 10.59
2948-12-2 | 1926892 | BANANA PLUG PATCH CORD, GOLD (RED) | 10.59
2948-24-0 | 1926959 | BANANA PLUG PATCH CORD, GOLD (BLACK) | 10.59
2948-24-2 | 1926967 | BANANA PLUG PATCH CORD, GOLD (RED) | 10.59
2948-36-0 | 1927022 | BANANA PLUG PATCH CORD, GOLD (BLACK) | 10.59
2948-36-2 | 1927046 | BANANA PLUG PATCH CORD, GOLD (RED) | 10.59
2948-48-0 | 1927135 | BANANA PLUG PATCH CORD, GOLD (BLACK) | 11.49
2948-48-2 | 1927147 | BANANA PLUG PATCH CORD, GOLD (RED) | 11.49
2948-60-0 | 1927158 | BANANA PLUG PATCH CORD, GOLD (BLACK) | 11.49
2948-60-2 | 1927164 | BANANA PLUG PATCH CORD, GOLD (RED) | 11.49
2970-0 | 1927272 | TRIPLE BANANA PLUG (BLACK) | 6.89
2970-2 | 1927297 | TRIPLE BANANA PLUG (RED) | 6.89
2BA-18 | 1927355 | DBL BANANA PLUG, 2 COND | 24.49
2BA-24 | 1927362 | DBL BANANA PLUG, 2 COND | 24.49
2BA-36 | 1927381 | DBL BANANA PLUG, 2 COND | 24.99
2BA-48 | 1927409 | DBL BANANA PLUG, 2 COND | 24.99
2BA-60 | 1927411 | DBL BANANA PLUG, 2 COND | 26.59
2BA-AL-36 | 1927494 | ALLIG CL/DBL BANANA, 2 COND | 34.69
2BA-AL-48 | 1927502 | ALLIG CL/DBL BANANA, 2 COND | 34.69
2BC-24 | 1927617 | DBL BANANA, RG58C/U | 24.49
2BC-36 | 1927642 | DBL BANANA, RG58C/U | 24.49
2BC-48 | 385286 | CABLE ASSY,COAX,DBLE BANANA PLUG | 24.99
2BC-60 | 543900 | CABLE ASSY,COAX,DBLE BANANA PLUGS | 26.59
2BC-AL-36 | 1927765 | DBL BANANA/ALLIG CL,RG58C/U | 28.59
2BC-AL-60 | 1927783 | DBL BANANA/ALLIG CL,RG58C/U | 30.49
2BC-PP-36 | 1927961 | DBL BANANA/PIN TIP, RG58C/U | 33.69
2BC-PP-48 | 1927977 | DBL BANANA/PIN TIP, RG58C/U | 34.69
2BC-PP-60 | 1927989 | DBL BANANA/PIN TIP, RG58C/U | 35.69
3014-36-0 | 1928064 | MINI BANANA PLUG PATCH CORD (BLACK) | 8.49
3014-36-2 | 1928073 | MINI BANANA PLUG PATCH CORD (RED) | 8.49
3014-60-0 | 1928105 | MINI BANANA PLUG PATCH CORD (BLACK) | 8.99
3014-60-2 | 1928110 | MINI BANANA PLUG PATCH CORD (RED) | 8.99
3027-K-24 | 1928122 | MINI CL/MINI PLUG, RG174/U | 30.49
3030 | 1928154 | MINI BANANA PLUG, SHORTED | 10.69
3073 | 1632165 | BNC (F) TO BANANA PLUGS | 13.49
3073# | 1928187 | BANANA PLUG/BNC (F) BULK | 13.49
3220-12-0 | 1928219 | MINI CL/BANANA PLUG (BLACK) | 6.69
3220-12-2 | 1928228 | MINI CL/BANANA PLUG (RED) | 6.69
3220-24-0 | 1928237 | MINI CL/BANANA PLUG (BLACK) | 6.69
3220-24-2 | 1928243 | MINI CL/BANANA PLUG (RED) | 6.69
3220-36-0 | 1928255 | MINI CL/BANANA PLUG (BLACK) | 6.69
3220-36-2 | 1928270 | MINI CL/BANANA PLUG (RED) | 6.69
3221 | 1632176 | BNC (F) TO PIN TIP PLUGS | 18.09
3230 | 1632183 | SHIELDED BOX, 2.25IN X 1.38IN X 1.13IN WITH TWO BNC (F) | 38.99
3231 | 1632190 | SHIELDED BOX, 2.25IN X 1.38IN X 1.13IN WITH BNC (M) & (F) | 41.99
3232 | 1928432 | SHIELDED BOX, BNC (F-F-F) | 84.99
3234 | 1928444 | BOX, BNC (F-F-F-F) | 64.49
3239 | 1928459 | SHIELDED BOX, BNC (F) ISOL. | 56.29
3257 | 1928467 | PLG/RIVET.062 PANEL 10/PKG | 26.39
3258 | 1928480 | PLG/RIVET.093 PANEL 10/PKG | 26.39
3258#/BULK | 2168675 | PLG/RIVET.093 PANEL BULK | 2.64
3261 | 1928500 | PLG/RIVET .093 PANEL 10/PKG | 26.39
3261# | 1928517 | PLG/RIVET .093 PANEL BULK PK. | 2.64
3263 | 1928521 | B-PLUG, 6-32 X 1/2 10/PKG | 26.39
3263# | 1928539 | B-PLUG, 6-32 X 1/2 BULK PACK | 2.64
3264 | 1928556 | B-PLUG, 8-32 X 1/2, 10/PKG | 26.39
3264# | 1928563 | B-PLUG, 8-32 X 1/2, BULK | 2.64
3265 | 1928574 | B-PLUG 6-32X1/4SCREW 10/PKG | 31.49
3265# | 2422936 | B-PLUG 6-32X1/4SCREW BULK | 3.15
3266 | 1928595 | B-PLUG,8-32X1/4SCREW 10/PKG | 31.49
3266# | 1928602 | B-PLUG,8-32X1/4SCREW BULK PACK | 3.15
3267 | 1928625 | B-JACK 1/4-32 THREAD 10/PKG | 15.99
3267# | 3389488 | B-JACK 1/4-32 THREAD, BULK | 1.6
3268 | 422949 | BANANA PLUG, MINIATURE,RIVET TYPE 10/PKG | 23.39
3268# | 1928669 | MINI PLG/RIVET.062 BULK | 2.34
3269 | 1928678 | MINI BANANA PLUG/BNC (F) | 19.99
3271 | 1996804 | BANANA PLUG, RIVET TYPE MODEL 3271, 10/PKG | 23.39
3271# | 1928691 | MINI PLG/RIVET.093 BULK | 2.34
3272 | 1928706 | MINI PLG/RIVET .125 10/PKG | 23.39
3276 | 1632926 | MINI B-PLUG 4-40X.230 10/PKG | 23.39
3276# | 1928750 | MINI B-PLG4-40X.230 BULK PACK | 2.34
3277 | 1928761 | MINI JACK/RIVET.062 10/PKG | 16.99
3277# | 1928777 | MINI JACK/RIVET.062 BULK | 1.7
3283 | 1928789 | BNC (F-F) | 6.69
3283# | 1928792 | BNC (F-F) BULK | 6.69
3284 | 528786 | ADAPTER,BNC T,3 RECEP | 19.39
3285 | 528794 | ADAPTER,BNC T,RECEP-PLUG-RECEP | 9.99
3286 | 1928866 | BNC (F)/UHF (M) | 17.09
3287 | 1928875 | UHF (F)/BNC (M) | 14.79
3288 | 543157 | ADAPTER,BNC(F),N(M) | 16.39
3296 | 1928941 | BNC (M)/MINI BIND POST | 44.89
3301 | 1928952 | SHIELDED BOX | 54.29
3302 | 1928965 | SHIELDED BOX, BNC (F-F) | 84.99
3306 | 1928976 | SHIELDED BOX | 43.99
3311 | 1928983 | SHIELDED BOX | 56.29
3316 | 1929003 | SHIELDED BOX | 55.99
3352N-A-60 | 1929098 | WE310/2 ALLIGS, CABLE 60 INCHES | 56.29
3364-0 | 1929125 | BANANA PLUG (BLACK) | 15.99
3364-2 | 1929133 | BANANA PLUG (RED) | 15.99
3430-0 | 1929140 | BIND POST/BNC (M) (BLACK) | 10.69
3430-2 | 1929178 | BIND POST/BNC (M) (RED) | 10.69
3452-0 | 1929184 | PIN TIP PLUG, SHORTED (BLACK) | 8.49
3452-0# | 1929191 | PIN TIP PLUG, SHORTED BULK (BLACK) | 8.49
3452-2 | 1929207 | PIN TIP PLUG, SHORTED (RED) | 8.49
3533 | 1929241 | BNC (M-M) | 5.09
3533# | 4703508 | BNC (M-M) BULK | 5.09
3534 | 1929265 | BNC (M-F) | 13.29
3535 | 1929290 | BNC (M)/ TYPE N (F) | 20.09
3542-0 | 1929311 | PIN TIP JACK GOLD PL 10/PKG (BLACK) | 38.59
3542-0# | 1929327 | PIN TIP JACK GOLD PL BULK PACK (BLACK) | 3.86
3542-2 | 1929348 | PIN TIP JACK GOLD PL 10/PKG (RED) | 38.59
3542-2# | 1929353 | PIN TIP JACK GOLD PL BULK PACK (RED) | 3.86
3542-3 | 1929366 | PIN TIP JACK GOLD PL 10/PKG (ORANGE) | 38.59
3542-4 | 1929375 | PIN TIP JACK GOLD PL 10/PKG (YELLOW) | 38.59
3542-5 | 1929382 | PIN TIP JACK GOLD PL 10/PKG (GREEN) | 38.59
3542-5# | 1929394 | PIN TIP JACK GOLD PL BULK PK (GREEN) | 3.86
3542-6 | 1929401 | PIN TIP JACK GOLD PL 10/PKG (BLUE) | 38.59
3542-6# | 2002229 | PIN TIP JACK GOLD PL (BLUE) BULK | 3.86
3542-9 | 1929447 | PIN TIP JACK GOLD PL 10/PKG (WHITE) | 38.59
3542-9# | 1929458 | PIN TIP JACK GOLD PL BULK (WHITE) | 3.86
3548-0 | 1929464 | PIN TIP PLUG (BLACK) | 8.49
3548-2 | 1929473 | PIN TIP PLUG (RED) | 8.49
3560-0 | 1632202 | BANANA PLUG TEST ADAPTER WITH .040 SOCKET, BLACK | 5.39
3560-0# | 1929499 | TEST ADAPTER, .040 SOCKET BULK (BLACK) | 5.39
3560-2 | 1632216 | BANANA PLUG TEST ADAPTER WITH .040 SOCKET, RED | 5.39
3560-2# | 1929514 | TEST ADAPT.040 SOCKET BULK (RED) | 5.39
3561-0 | 1632225 | BANANA PLUG TEST ADAPTER WITH .040 PIN, BLACK | 5.39
3561-0# | 1929538 | TEST ADAPTER, .040 PIN BULK (BLACK) | 5.39
3561-2 | 1632233 | BANANA PLUG TEST ADAPTER WITH .040 PIN, RED | 5.39
3561-2# | 1929550 | TEST ADAPTER, .040 PIN (RED) BULK | 5.39
3562-0 | 1632240 | BANANA PLUG TEST ADAPTER WITH .063 SOCKET, BLACK | 5.39
3562-0# | 1929577 | TEST ADAPTER,.063 SOCKET (BLACK) BULK | 5.39
3562-2 | 1632257 | BANANA PLUG TEST ADAPTER WITH .063 SOCKET, RED | 5.39
3562-2# | 1929592 | TEST ADAPTER,.063 SOCKET (RED) BULK | 5.39
3563-0 | 1632269 | BANANA PLUG TEST ADAPTER WITH .063 PIN, BLACK | 5.39
3563-0# | 1929610 | TEST ADAPTER,.063 PIN BULK (BLACK) | 5.39
3563-2 | 1632278 | BANANA PLUG TEST ADAPTER WITH .063 PIN, RED | 5.39
3563-2# | 1929631 | TEST ADAPTER,.063 PIN BULK (RED) | 5.39
3564-0 | 1632284 | BANANA PLUG TEST ADAPTER WITH .093 SOCKET, BLACK | 8.99
3564-0# | 1929654 | TEST ADAPTER,.093 SOCKET BULK (BLACK) | 8.99
3564-2 | 1632291 | BANANA PLUG TEST ADAPTER WITH .093 SOCKET, RED | 8.99
3564-2# | 1929679 | TEST ADAPTER,.093 SOCKET BULK (RED) | 8.99
3565-0 | 1632305 | BANANA PLUG TEST ADAPTER WITH .093 PIN, BLACK | 5.59
3565-0# | 1929693 | TEST ADAPTER,.093 PIN BULK (BLACK) | 5.59
3565-2 | 1632310 | BANANA PLUG TEST ADAPTER WITH .093 PIN, RED | 5.59
3565-2# | 1929717 | TEST ADAPTER,.093 PIN BULK (RED) | 5.59
3580 | 1929721 | TRIAXIAL BULKHEAD (F) | 59.19
3600 | 1929808 | TRIAX (M) FOR BELDEN 9272 | 69.39
3601 | 1929813 | SHIELDED BOX | 21.49
3602 | 1632322 | SHIELDED BOX, SIZE D WITH TWO BNC (F) | 50.99
3603 | 1929849 | SHIELDED BOX, BNC (M-F) | 50.99
3606 | 1929851 | SHIELDED BOX | 21.49
3690-0 | 1929860 | MINI B-PLUG 10/PKG (BLACK) | 29.49
3690-2 | 1929872 | MINI B-PLUG 10/PKG (RED) | 29.49
3719 | 1929885 | COVER | 7.49
3728 | 1929904 | FLANGE MTG COVER | 13.99
3742 | 1929928 | SHIELDED BOX | 74.99
3743 | 1929937 | SHIELDED BOX | 66.49
3744A-0 | 1929943 | BANANA JACK/SPADE LUG #4-6 (BLACK) | 2.49
3744A-02 | 1929955 | BANANA JACK/SPADE LUG #4-6 SET | 4.79
3744A-2 | 1929962 | BANANA JACK/SPADE LUG #4-6 (RED) | 2.49
3750-0 | 1929970 | BINDING POST, GOLD PLT (BLACK) | 8.49
3750-1 | 1929996 | BINDING POST, GOLD PLT. (BROWN) | 8.49
3750-2 | 1930007 | BINDING POST, GOLD PLT (RED) | 8.49
3750-3 | 1930029 | BINDING POST, GOLD PLT. (ORANGE) | 8.49
3750-4 | 1930034 | BINDING POST, GOLD PLT. (YELLOW) | 8.49
3750-5 | 1930041 | BINDING POST, GOLD PLT. (GREEN) | 8.49
3750-6 | 1930052 | BINDING POST, GOLD PLT. (BLUE) | 8.49
3750-7 | 1930065 | BINDING POST, GOLD PLT. (VIOLET) | 8.49
3750-8 | 1930076 | BINDING POST, GOLD PLT. (GRAY) | 8.49
3750-9 | 1930083 | BINDING POST, GOLD PLT. (WHITE) | 8.49
3751 | 1632331 | SHIELDED BOX, MINIATURE WITH TWO BNC (F) | 42.99
3752 | 1632346 | SHIELDED BOX, MINIATURE WITH BNC (M) & (F) | 41.99
3753 | 1930119 | SHIELDED BOX | 12.99
3753# | 1930128 | SHIELDED BOX BULK | 12.99
3754 | 1930137 | SHIELDED BOX | 8.79
3760-0 | 1930155 | BINDING POST, TIN PLT.(BLACK) | 4.89
3760-0# | 1930162 | BINDING POST, TIN PLT (BLACK) BULK | 4.89
3760-1 | 1930196 | BINDING POST, TIN PLT.(BROWN) | 4.89
3760-2 | 1930205 | BINDING POST, TIN PLT. (RED) | 4.89
3760-2# | 1930210 | BINDING POST, TIN PLT, BULK (RED) | 4.89
3760-3 | 1930231 | BINDING POST, TIN PLT. (ORANGE) | 4.89
3760-4 | 1930246 | BINDING POST, TIN PLT.(YELLOW) | 4.89
3760-5 | 1930254 | BINDING POST, TIN PLT. (GREEN) | 4.89
3760-5# | 1930268 | BINDING POST, TIN PLT, BULK (GREEN) | 4.89
3760-6 | 1930279 | BINDING POST, TIN PLT. (BLUE) | 4.89
3760-7 | 1930287 | BINDING POST, TIN PLT. (VIOLET) | 4.89
3760-8 | 1930293 | BINDING POST, TIN PLT. (GRAY) | 4.89
3760-9 | 1930302 | BINDING POST, TIN PLT. (WHITE) | 4.89
3770-0 | 1930316 | BINDING POST, MICROVOLT (BLACK) | 11.69
3770-0# | 1930325 | BINDING POST, MICROVOLT BULK (BLACK) | 11.69
3770-2 | 1930340 | BINDING POST, MICROVOLT (RED) | 11.69
3770-2# | 1930357 | BINDING POST, MICROVOLT BULK (RED) | 11.69
3777A-0 | 1930445 | BANANA JACK/SPADE LUG #8-10 (BLACK) | 3.59
3777A-02 | 1930450 | BANA JACK/SPADE LUG #8-10 SET (1BLK, 1RED) | 6.79
3777A-2 | 1930461 | BANANA JACK/SPADE LUG #8-10 (RED) | 3.59
3778 | 1930477 | BNC (F) ISOLATED GND | 5.09
3778# | 1930489 | BNC (F) ISOLATED GND BULK | 5.09
3780-60-0 | 1922286 | MINIGRABBER PATCH CORD (BLACK) | 4.69
3780-60-2 | 1922299 | MINIGRABBER PATCH CORD (RED) | 4.69
3781-12-0 | 1922388 | MINIGRABBER PATCH CORD (BLACK ) | 5.89
3781-12-1 | 1922418 | MINIGRABBER PATCH CORD (BROWN) | 5.89
3781-12-2 | 1922429 | MINIGRABBER PATCH CORD (RED) | 5.89
3781-12-3 | 1922441 | MINIGRABBER PATCH CORD (ORANGE) | 5.89
3781-12-4 | 1922452 | MINIGRABBER PATCH CORD (YELLOW) | 5.89
3781-12-5 | 1922465 | MINIGRABBER PATCH CORD (GREEN | 5.89
3781-12-6 | 1922476 | MINIGRABBER PATCH CORD (BLUE) | 5.89
3781-12-7 | 1922483 | MINIGRABBER PATCH CORD (VIOLET) | 5.89
3781-12-8 | 1922490 | MINIGRABBER PATCH CORD (GRAY) | 5.89
3781-12-9 | 1922503 | MINIGRABBER PATCH CORD (WHITE) | 5.89
3781-18-0 | 1922515 | MINIGRABBER PATCH CORD (BLACK ) | 5.99
3781-18-1 | 1922526 | MINIGRABBER PATCH CORD (BROWN) | 5.99
3781-18-2 | 1922532 | MINIGRABBER PATCH CORD (RED) | 5.99
3781-18-3 | 1922544 | MINIGRABBER PATCH CORD (ORANGE) | 5.99
3781-18-4 | 1922559 | MINIGRABBER PATCH CORD (YELLOW) | 5.99
3781-18-5 | 1922567 | MINIGRABBER PATCH CORD (GREEN) | 5.99
3781-18-6 | 1922571 | MINIGRABBER PATCH CORD (BLUE) | 5.99
3781-18-7 | 1922580 | MINIGRABBER PATCH CORD (VIOLET) | 5.99
3781-18-8 | 1922598 | MINIGRABBER PATCH CORD (GRAY) | 5.99
3781-18-9 | 1922604 | MINIGRABBER PATCH CORD (WHITE) | 5.99
3781-24-0 | 1922619 | MINIGRABBER PATCH CORD (BLACK ) | 5.99
3781-24-02 | 1922637 | MINIGRABBER PATCH CORD (SET) | 11.79
3781-24-1 | 1922655 | MINIGRABBER PATCH CORD (BROWN) | 5.99
3781-24-2 | 1922662 | MINIGRABBER PATCH CORD (RED) | 5.99
3781-24-3 | 1922681 | MINIGRABBER PATCH CORD (ORANGE) | 5.99
3781-24-4 | 1922696 | MINIGRABBER PATCH CORD (YELLOW) | 5.99
3781-24-5 | 1922711 | MINIGRABBER PATCH CORD (GREEN) | 5.99
3781-24-6 | 1922727 | MINIGRABBER PATCH CORD (BLUE) | 5.99
3781-24-7 | 1922730 | MINIGRABBER PATCH CORD (VIOLET) | 5.99
3781-24-8 | 1922753 | MINIGRABBER PATCH CORD (GRAY) | 5.99
3781-24-9 | 1922766 | MINIGRABBER PATCH CORD (WHITE) | 5.99
3781-36-0 | 1922775 | MINIGRABBER PATCH CORD (BLACK ) | 6.19
3781-36-02 | 1922794 | MINIGRABBER PATCH CORD (SET) | 11.79
3781-36-1 | 1922802 | MINIGRABBER PATCH CORD (BROWN) | 6.19
3781-36-2 | 1922816 | MINIGRABBER PATCH CORD (RED) | 6.19
3781-36-3 | 1922833 | MINIGRABBER PATCH CORD (ORANGE) | 6.19
3781-36-4 | 1922840 | MINIGRABBER PATCH CORD (YELLOW) | 6.19
3781-36-5 | 1922857 | MINIGRABBER PATCH CORD (GREEN) | 6.19
3781-36-6 | 1922869 | MINIGRABBER PATCH CORD (BLUE) | 6.19
3781-36-7 | 1922878 | MINIGRABBER PATCH CORD (VIOLET) | 6.19
3781-36-8 | 1922884 | MINIGRABBER PATCH CORD (GRAY) | 6.19
3781-36-9 | 1922891 | MINIGRABBER PATCH CORD (WHITE) | 6.19
3781-48-0 | 1922910 | MINIGRABBER PATCH CORD (BLACK ) | 6.39
3781-48-1 | 1922922 | MINIGRABBER PATCH CORD (BROWN) | 6.39
3781-48-2 | 1922931 | MINIGRABBER PATCH CORD (RED) | 6.39
3781-48-3 | 1922946 | MINIGRABBER PATCH CORD (ORANGE) | 6.39
3781-48-4 | 1922954 | MINIGRABBER PATCH CORD (YELLOW) | 6.39
3781-48-5 | 1922968 | MINIGRABBER PATCH CORD (GREEN) | 6.39
3781-48-6 | 1922979 | MINIGRABBER PATCH CORD (BLUE) | 6.39
3781-48-7 | 1922987 | MINIGRABBER PATCH CORD (VIOLET) | 6.39
3781-48-8 | 1922993 | MINIGRABBER PATCH CORD (GRAY) | 6.39
3781-48-9 | 1923007 | MINIGRABBER PATCH CORD (WHITE) | 6.39
3781-60-0 | 1923018 | MINIGRABBER PATCH CORD (BLACK ) | 6.39
3781-60-1 | 1923029 | MINIGRABBER PATCH CORD (BROWN) | 6.39
3781-60-2 | 1923034 | MINIGRABBER PATCH CORD (RED) | 6.39
3781-60-3 | 1923041 | MINIGRABBER PATCH CORD (ORANGE) | 6.39
3781-60-4 | 1923065 | MINIGRABBER PATCH CORD (YELLOW) | 6.39
3781-60-5 | 1923076 | MINIGRABBER PATCH CORD (GREEN) | 6.39
3781-60-6 | 1923083 | MINIGRABBER PATCH CORD (BLUE) | 6.39
3781-60-7 | 1923090 | MINIGRABBER PATCH CORD (VIOLET) | 6.39
3781-60-8 | 1923104 | MINIGRABBER PATCH CORD (GRAY) | 6.39
3781-60-9 | 1923119 | MINIGRABBER PATCH CORD (WHITE) | 6.39
3781-8-0 | 1923128 | MINIGRABBER PATCH CORD (BLACK) | 5.79
3781-8-1 | 1923137 | MINIGRABBER PATCH CORD (BROWN) | 5.79
3781-8-2 | 1923143 | MINIGRABBER PATCH CORD (RED) | 5.79
3781-8-3 | 1923162 | MINIGRABBER PATCH CORD (ORANGE) | 5.79
3781-8-4 | 1923170 | MINIGRABBER PATCH CORD (YELLOW) | 5.79
3781-8-5 | 1923181 | MINIGRABBER PATCH CORD (GREEN) | 5.79
3781-8-6 | 1923196 | MINIGRABBER PATCH CORD (BLUE) | 5.79
3781-8-7 | 1923205 | MINIGRABBER PATCH CORD (VIOLET) | 5.79
3781-8-8 | 1923210 | MINIGRABBER PATCH CORD (GRAY) | 5.79
3781-8-9 | 1923222 | MINIGRABBER PATCH CORD (WHITE) | 5.79
3782-12-0 | 1923231 | MINIGRABBER PATCH CORD (BLACK) | 7.99
3782-12-2 | 1923254 | MINIGRABBER/BANANA PLUG (RED) | 7.99
3782-12-4 | 1923279 | MINIGRABBER/BANANA PLUG (YELLOW) | 7.99
3782-12-5 | 1923287 | MINIGRABBER/BANANA PLUG (GREEN) | 7.99
3782-12-6 | 1923293 | MINIGRABBER/BANANA PLUG (BLUE) | 7.99
3782-24-0 | 1923357 | MINIGRABBER/BANANA PLUG (BLACK) | 7.99
3782-24-02 | 1923384 | MINIGRABBER/BANANA PLUG (SET) | 15.29
3782-24-2 | 1923414 | MINIGRABBER/BANANA PLUG (RED) | 7.99
3782-24-4 | 1923450 | MINIGRABBER/BANANA PLUG (YELLOW) | 7.99
3782-24-5 | 1923461 | MINIGRABBER/BANANA PLUG (GREEN) | 7.99
3782-24-6 | 1923477 | MINIGRABBER/BANANA PLUG (BLUE) | 7.99
3782-36-0 | 1923511 | MINIGRABBER/BANANA PLUG (BLACK) | 8.09
3782-36-0# | 1923527 | MINIGRABBER/BANANA PLUG BULK (BLACK) | 8.09
3782-36-02 | 1923530 | MINIGRABBER/BANANA PLUG (SET) | 15.59
3782-36-2 | 1923553 | MINIGRABBER/BANANA PLUG (RED) | 8.09
3782-36-2# | 1923566 | MINIGRABBER/BANANA PLUG BULK (RED) | 8.09
3782-36-4 | 1923582 | MINIGRABBER/BANANA PLUG (YELLOW) | 8.09
3782-36-5 | 1923594 | MINIGRABBER/BANANA PLUG (GREEN) | 8.09
3782-36-6 | 1923608 | MINIGRABBER/BANANA PLUG (BLUE) | 8.09
3782-48-0 | 1923649 | MINIGRABBER/BANANA PLUG (BLACK) | 8.09
3782-48-2 | 1923660 | MINIGRABBER/BANANA PLUG (RED) | 8.09
3782-48-4 | 1923697 | MINIGRABBER/BANANA PLUG (YELLOW) | 8.09
3782-48-5 | 1923703 | MINIGRABBER/BANANA PLUG (GREEN) | 8.09
3782-48-6 | 1923715 | MINIGRABBER/BANANA PLUG (BLUE) | 8.09
3782-60-0 | 1923759 | MINIGRABBER/BANANA PLUG (BLACK) | 8.29
3782-60-2 | 1923780 | MINIGRABBER/BANANA PLUG (RED) | 8.29
3782-60-4 | 1923821 | MINIGRABBER/BANANA PLUG (YELLOW) | 8.29
3782-60-5 | 1923839 | MINIGRABBER/BANANA PLUG (GREEN) | 8.29
3782-60-6 | 1923842 | MINIGRABBER/BANANA PLUG (BLUE) | 8.29
3786-C-18 | 1924174 | DBL BANANA/GRABBER, RG58C/U | 24.49
3786-C-24 | 1924195 | DBL BANANA/GRABBER, RG58C/U | 24.49
3786-C-36 | 1924206 | DBL BANANA/GRABBER, RG58C/U | 24.49
3786-C-48 | 1924223 | DBL BANANA/GRABBER, RG58C/U | 24.49
3786-C-60 | 1924245 | DBL BANANA/GRABBER, RG58C/U | 24.49
3788 | 1632354 | BNC (F) TO MINIGRABBER TEST CLIPS | 14.49
3788#/BULK | 2157074 | BNC (F) TO MINIGRABBER TEST CLIPS BULK | 14.49
3789 | 1632368 | BNC (M) TO MINIGRABBER TEST CLIPS | 17.39
3834-0 | 1924367 | SPLICE, PIN TIP PLUG/BANANA (BLACK) | 4.79
3837 | 1924380 | BNC (F)/TINI PLUG | 20.39
3839 | 1924398 | DUST CAP, BNC (F) | 4.09
3840-50 | 1632379 | BNC (M) RESISTOR TERMINATOR PLUG, 50 OHM | 10.69
3840-75 | 1632387 | BNC (M) RESISTOR TERMINATOR PLUG, 75 OHM | 18.39
3841 | 1924487 | TYPE N (F-F) | 17.39
3842 | 543165 | ADAPTER,N(M),N(M) | 19.39
3843 | 1924507 | TYPE N (M-F) | 41.89
3843# | 4959121 | TYPE N (M-F) BULK | 41.89
3844 | 1924529 | BNC (F)/TNC (M) | 22.49
3846 | 1924534 | BNC (F-F), ISOLATED GND | 12.29
3847 | 1924565 | BNC (F-F),HERM. SEALED | 26.59
3850-0 | 1924576 | PLASTIC BOX (BLACK) | 8.79
3850-6 | 1924583 | PLASTIC BOX (BLUE) | 8.79
3862-0 | 1924601 | DBL BNDPOST MTG BASE 10/PKG (BLACK) | 10.69
3862-0# | 1924612 | DBL BNDPOST MTG BASE BULK (BLACK) | 1.07
3862-2# | 4916535 | DBL BNDPOST MTG BASE BULK (RED) | 1.07
3863-0 | 1924620 | TRPL BNDPOST MTG BASE 10/PKG (BLACK) | 12.69
3901 | 1632393 | PIN TIP PLUGS TO BNC (M) | 21.49
3916A | 1924673 | DIP CLIP, 16 PIN | 16.79
3925-0 | 1924702 | MINIGRABBER 10/PKG (BLACK) | 22.49
3925-0#/BULK | 2157634 | MINIGRABBER (BLACK) BULK | 2.25
3925-1 | 1924740 | MINIGRABBER 10/PKG (BROWN | 22.49
3925-2 | 1924757 | MINIGRABBER 10/PKG (RED) | 22.49
3925-3 | 1924784 | MINIGRABBER 10/PKG (ORANGE) | 22.49
3925-4 | 1924804 | MINIGRABBER 10/PKG (YELLOW) | 22.49
3925-5 | 1924819 | MINIGRABBER 10/PKG (GREEN) | 22.49
3925-6 | 1924828 | MINIGRABBER 10/PKG (BLUE) | 22.49
3925-7 | 1924837 | MINIGRABBER 10/PKG (VIOLET) | 22.49
3925-8 | 1924843 | MINIGRABBER 10/PKG (GRAY) | 22.49
3925-9 | 1924855 | MINIGRABBER 10/PKG (WHITE) | 22.49
3957 | 1632400 | BNC (M) TO BANANA PLUGS | 21.49
3966 | 1924924 | BNC (F)/MINI BANANA PLUG | 16.39
4005-0 | 1924936 | BANANA JACK, .025 SQ PIN 10/PK (BLACK) | 50.79
4005-0# | 2694012 | BANANA JACK, .025 SQ PIN (BLACK) BULK | 5.08
4005-2 | 1924949 | BANANA JACK, .025 SQ PIN (RED) 10/PKG | 50.79
4022-0 | 1924985 | MINI B-JACK 10/PKG (BLACK) | 31.49
4022-2 | 1924997 | MINI B-JACK (RED) 10/PKG | 31.49
4043 | 528844 | ADAPTER,BNC(M),PHONO JACK | 56.09
4044 | 1925016 | PHONE JACK/DBL BANANA | 30.49
4054 | 1632417 | BNC (M) TO PHONO JACK ADAPTER | 26.59
4108-10DB | 1925091 | BNC (M-F) ATTENUATOR | 96.89
4108-14DB | 528893 | ATTEN,COAX,BNC(M),BNC(F),50 OHM,14DB | 96.89
4108-20DB | 528729 | ATTEN,COAX,BNC(M),BNC(F),50 0HM,20DB | 96.89
4108-3DB | 1925126 | BNC (M-F) ATTENUATOR | 96.89
4108-6DB | 528711 | ATTEN,COAX,BNC(M),BNC(F),50 OHM,6DB | 96.89
4115 | 1925144 | SHORTING LINK 10/PKG | 37.59
4119-50 | 1632421 | BNC (M-F) TERMINATOR FEED THROUGH, 50 OHM | 48.99
4119-50# | 2052231 | BNC (M-F) TERMINATOR FEED THROUGH, 50 OHM BULK | 48.99
4119-600 | 1925167 | BNC (M-F) TERM, 600 OHM | 79.59
4119-75 | 1632439 | BNC (M-F) TERMINATOR FEED THROUGH, 75 OHM | 84.69
4159 | 1925227 | BNC (F) BULKHD, HERMETIC | 26.59
4160 | 1925230 | BNC (F) BULKHD | 4.29
4160# | 2397802 | BNC (F) BULKHEAD BULK | 4.29
4176-02 | 1925282 | D-I-Y MINIGRABBER (2 PCS OF 3925 - 1 BLK, 1 RED) | 5.49
4226 | 1925318 | SHIELDED BOX | 74.89
4233-0 | 1925329 | MICROGRABBER 10/PKG (BLACK) | 28.59
4233-0# | 3086987 | MICROGRABBER (BLACK) BULK PACK | 2.86
4233-02 | 1925341 | D-I-Y MICROGRABBER (SET 1BLK, 1 RED) | 6.99
4233-2 | 1925365 | MICROGRABBER 10/PKG (RED) | 28.59
4233-2# | 1925376 | MICROGRABBER BULK PACK (RED) | 2.86
4233-5 | 1925408 | MICROGRABBER 10/PKG (GREEN) | 28.59
4233-9 | 1925449 | MICROGRABBER 10/PKG (WHITE) | 28.59
4240-50 | 1925460 | TYPE N (M) TERM, 50 OHM | 86.69
4243-0 | 1633063 | BINDING POST, BLACK | 9.19
4243-0# | 1925497 | BINDING POST - BULK (BLACK) | 9.19
4243-2 | 1633074 | BINDING POST, RED | 9.19
4243-2# | 4746586 | BINDING POST - BULK (RED) | 9.19
4245 | 1925510 | COVER | 4.99
4246 | 1925522 | COVER | 4.99
4247 | 1925531 | COVER | 11.79
4248 | 1925546 | COVER | 7.99
4276-C-12 | 1925623 | BNC (M), RG58C/U | 48.99
4276-C-24 | 1925638 | BNC (M), RG58C/U | 48.99
4276-C-36 | 1925650 | BNC (M), RG58C/U | 48.99
4279-12 | 1925770 | BANTAM PHONE PLUGS | 40.59
4279-24 | 1925820 | BANTAM PHONE PLUGS | 40.59
4279-36 | 1925858 | BANTAM PHONE PLUGS | 40.59
4279-48 | 1925864 | BANTAM PHONE PLUGS | 43.69
4279-60 | 1925873 | BANTAM PHONE PLUGS | 43.69
4279-72 | 1925900 | BANTAM PHONE PLUGS | 43.69
4281-60 | 1926216 | BANTAM/DBL BANANA SHIELDED | 61.49
4282 | 1918119 | SMA (M-F) | 16.39
4284 | 1918155 | SMA (F-F) | 13.79
4285 | 1918170 | BULKHEAD SMA (F-F) | 22.49
4286 | 1918181 | SMA (M) TERM 50 OHM | 60.19
4288 | 1918196 | SMA (M)/BNC (M) | 15.79
4289 | 1918205 | SMA (F)/BNC (M) | 13.29
4290 | 1918210 | SMA (M)/BNC (F) | 13.29
4291 | 1918222 | ECO/PSMA (F)/BNC (F) | 11.29
4292 | 1918231 | SMA (M)/TNC (M) | 14.79
4293 | 1918246 | SMA (F)/TNC (M) | 28.59
4294 | 1918254 | SMA (M)/TNC (F) | 13.79
4295 | 1918268 | SMA (F)/TNC (F) | 28.59
4296 | 1918279 | SMA (M)/TYPE N (M) | 22.49
4297 | 1918293 | SMA (F)/TYPE N (M) | 25.49
4298 | 1918316 | SMA (M)/TYPE N (F) | 25.49
4299 | 1918325 | SMA (F)/TYPE N (F) | 25.49
4388 | 1918384 | TRIAX (F), HERMETIC | 73.49
4388# | 4281269 | TRIAX (F), HERMETIC, BULK | 73.49
4391-50 | 1632442 | BNC (M-F) RESISTOR ATTENUATOR, 50 OHM | 59.19
4391-75 | 1918423 | BNC (M-F), 75 OHM | 56.09
4408/POM | 1632456 | TEST LEAD HOLDER FOR WIRES UP TO .320IN DIA. | 16.69
4408M | 1781085 | MAGNETIC TEST LEAD HOLDER | 29.59
4488 | 1918511 | BNC (M) RG55,58,141,142,223 | 4.69
4513 | 1918553 | MINI B-PLUG 4-40X.480 10/PKG | 31.49
4513# | 1918566 | MINI B-PLUG 4-40X.480 BULK PK. | 3.15
4521-0 | 757500 | CLIP,HOOK,W/0.025 PIN INTERFACE,BLACK | 4.89
4521-2 | 1918608 | MICROGRABBER W/.025 SQ PIN (RED) | 4.89
4528-X-24 | 1918912 | SMA (M-F), RG142B/U | 81.59
4528-X-48 | 1918920 | SMA (M-F), RG142B/U | 110.19
4530-C-18 | 1918973 | DBL BANANA/BNC (M), RG58C/U | 22.99
4530-C-24 | 1918986 | DBL BANANA/BNC (M), RG58C/U | 22.99
4530-C-36 | 1918999 | DBL BANANA/BNC (M), RG58C/U | 22.99
4530-C-48 | 1919006 | DBL BANANA/BNC (M), RG58C/U | 26.59
4530-C-60 | 1919023 | DBL BANANA/BNC (M), RG58C/U | 26.59
4531-C-18 | 1919061 | ALLIG CL/BNC (M), RG58C/U | 24.49
4531-C-24 | 1919077 | ALLIG CL/BNC (M), RG58C/U | 24.49
4531-C-30 | 1919089 | ALLIG CL/BNC (M), RG58C/U | 24.99
4531-C-36 | 1919092 | ALLIG CL/BNC (M), RG58C/U | 24.99
4531-C-48 | 1919108 | ALLIG CL/BNC (M), RG58C/U | 26.59
4531-C-60 | 1919113 | ALLIG CL/BNC (M), RG58C/U | 26.59
4532-C-24 | 1919151 | MINI CL/BNC (M), RG58C/U | 24.49
4532-C-36 | 1919172 | MINI CL/BNC (M), RG58C/U | 24.49
4532-C-48 | 1919185 | MINI CL/BNC (M), RG58C/U | 26.59
4532-C-60 | 1919197 | MINI CL/BNC (M), RG58C/U | 26.59
4543-0 | 1919264 | PIN TIP JACK (BLACK) | 6.79
4543-0# | 1919273 | PIN TIP JACK - BULK (BLACK) | 6.79
4543-2 | 1919286 | PIN TIP JACK (RED) | 6.79
4555-0 | 1919317 | MINIGRABBER 10/PKG (BLACK) | 27.59
4555-0# | 1919321 | MINIGRABBER BULK PACK (BLACK) | 2.76
4555-2 | 1919356 | MINIGRABBER 10/PKG (RED) | 27.59
4555-2# | 1919363 | MINIGRABBER BULK PACK (RED) | 2.76
4578 | 528828 | ADAPTER,BNC(F),PWB PINS | 5.79
4578#/BULK | 2157042 | ADAPTER,BNC(F),PWB PINS BULK | 5.79
4590-0 | 1919483 | TRPL B-JACK MNTNG BASE 10/PKG (BLACK) | 14.19
4601-0 | 1919515 | TRIPLE BANANA JACK (BLACK) | 6.79
4613-12-0 | 1919532 | MICROGRABBER/PATCH CORD (BLACK) | 9.09
4613-12-2 | 1919559 | MICROGRABBER/PATCH CORD (RED) | 9.09
4613-24-0 | 1919628 | MICROGRABBER/PATCH CORD (BLACK) | 9.29
4613-24-2 | 1919643 | MICROGRABBER/PATCH CORD (RED) | 9.29
4613-36-0 | 1919709 | MICROGRABBER/PATCH CORD (BLACK) | 9.29
4613-36-2 | 1919711 | MICROGRABBER/PATCH CORD (RED) | 9.29
4613-48-0 | 1919753 | MICROGRABBER/PATCH CORD (BLACK) | 9.49
4613-48-2 | 1919766 | MICROGRABBER/PATCH CORD (RED) | 9.49
4614-0 | 1919816 | TRPL MIN BJACK MNT BASE 10/PKG (BLACK) | 14.19
4614-0# | 1919825 | TRPL MIN BJACK MNT BASE BULK (BLACK) | 1.42
4619-0 | 1919869 | DBL MIN B-JACK MTG BASE 10/PKG (BLACK) | 7.89
4650-24-0 | 1920021 | MINIGRABBER/BANANA PLUG (BLACK) | 7.99
4650-24-2 | 1920039 | MINIGRABBER/BANANA PLUG (RED) | 7.99
4650-36-0 | 1920074 | MINIGRABBER/BANANA PLUG (BLACK) | 7.99
4650-36-2 | 1920088 | MINIGRABBER/BANANA PLUG (RED) | 7.99
4653-0 | 1920267 | MINI BANANA PLUG (BLACK) | 18.99
4654-0 | 1920271 | DBL B-JACK MTG BASE 10/PKG (BLACK) | 7.89
4655 | 1920298 | SHIELDED BOX | 37.99
4656 | 1920306 | SHIELDED BOX, BNC (F) | 84.99
4661 | 1920323 | TRIAX BULKHEAD (F) | 147.89
4684 | 1632463 | BNC (F) TO BANANA PLUG WITH GROUND PLUG | 19.09
4690-0 | 1632474 | BANANA PLUG TEST ADAPTER WITH #22 SOCKET, BLACK | 5.59
4690-0# | 1920350 | TEST ADAPTER, #22 SOCKET BULK (BLACK) | 5.59
4690-2 | 1632488 | BANANA PLUG TEST ADAPTER WITH #22 SOCKET, RED | 5.59
4690-2# | 1920377 | TEST ADAPTER, #22 SOCKET BULK (RED) | 5.59
4691-0 | 1632495 | BANANA PLUG TEST ADAPTER WITH #22 PIN, BLACK | 5.59
4691-0# | 1920392 | TEST ADAPTER, #22 PIN BULK (BLACK) | 5.59
4691-2 | 1632508 | BANANA PLUG TEST ADAPTER WITH #22 PIN, RED | 5.59
4691-2# | 1920419 | TEST ADAPTER, #22 PIN BULK (RED) | 5.59
4702-24-0 | 1920481 | BANANA PLUG/BANANA JACK (BLACK) | 8.19
4702-24-2 | 1920496 | BANANA PLUG/BANANA JACK (RED) | 8.19
4702-36-0 | 1920547 | BANANA PLUG/BANANA JACK (BLACK) | 8.19
4702-36-2 | 1920558 | BANANA PLUG/BANANA JACK (RED) | 8.19
4702-48-0 | 1920564 | BANANA PLUG/BANANA JACK (BLACK) | 8.19
4702-48-2 | 1920573 | BANANA PLUG/BANANA JACK (RED) | 8.19
4719 | 1920690 | BNC (F)/BANTAM PLUG | 33.19
4723-0 | 1920713 | MINIGRABBER W/BANANA JACK (BLACK) | 7.59
4723-0# | 1920724 | MINIGRABBER W/BAN JACK BULK (BLACK) | 7.59
4723-2 | 1920751 | MINIGRABBER W/BANANA JACK (RED) | 7.59
4725 | 1920831 | TRIAX, 2-LUG/ALLIG CL | 117.29
4741-12-0 | 757518 | .025 SQ RECEPTACLE (BLACK) | 6.29
4741-12-2 | 1920887 | .025 SQ RECEPTACLE (RED) | 6.29
4741-24-0 | 1920969 | .025 SQ RECEPTACLE (BLACK) | 6.29
4741-24-2 | 1920991 | .025 SQ RECEPTACLE (RED) | 6.29
4741-6-0 | 1632513 | .025 SQ RECEPTACLE (BLACK) | 6.29
4741-6-2 | 1921221 | .025 SQ RECEPTACLE (RED) | 6.29
4742 | 1921347 | COVER | 4.99
4768-K-24 | 1921358 | DBL BANANA/GRABBER, RG174/U | 28.49
4768-K-36 | 1921364 | DBL BANANA/GRABBER, RG174/U | 28.49
4768-K-48 | 1921373 | DBL BANANA/GRABBER, RG174/U | 30.49
4768-K-60 | 1921386 | DBL BANANA/GRABBER, RG174/U | 30.49
4770-0 | 1921399 | SPRING LOADED BIND POST (BLACK) | 29.49
4770-2 | 1921402 | SPRING LOADED BIND POST (RED) | 29.49
4771-24-0 | 1921491 | BANANA PLUG/.025 SQ RECEPT (BLACK) | 8.99
4771-24-2 | 1921504 | BANANA PLUG/.025 SQ RECEPT (RED) | 8.99
4771-36-0 | 1921519 | BANANA PLUG/.025 SQ RECEPT (BLACK) | 9.29
4771-36-2 | 1921528 | BANANA PLUG/.025 SQ RECEPT (RED) | 9.29
4773-0 | 1921626 | PIN TIP JACK (BLACK) | 4.79
4773-0# | 1921632 | PIN TIP JACK BULK (BLACK) | 4.79
4773-2 | 1921644 | PIN TIP JACK (RED) | 4.79
4773-2# | 1921659 | PIN TIP JACK BULK (RED) | 4.79
4773-6 | 1921698 | PIN TIP JACK (BLUE) | 4.79
4773-6# | 2064671 | PIN TIP JACK (BLUE) BULK | 4.79
4773-9 | 1921705 | PIN TIP JACK (WHITE) | 4.79
4777-C-24 | 1921710 | BNC (M)/GRABBER, RG58C/U | 28.49
4777-C-36 | 1921722 | BNC (M)/GRABBER, RG58C/U | 28.49
4777-K-24 | 1921754 | GRABBER/BNC (M), RG174/U | 36.79
4777-K-36 | 1921768 | GRABBER/BNC (M), RG174/U | 36.79
4777-K-48 | 1921779 | GRABBER/BNC (M), RG174/U | 40.79
4787 | 1921807 | TYPE N,RG55,58,141,142,223 | 17.39
4788 | 1921818 | BNC (F), PC MTG, RT ANGLE | 15.09
4788#/BULK | 2157056 | BNC (F), PC MTG, RT ANGLE BULK | 15.09
4826-0 | 1659559 | MINIGRABBER TEST CLIP WITH PIN TIP JACK, BLACK | 9.49
4826-2 | 1659567 | MINIGRABBER TEST CLIP WITH PIN TIP JACK, RED | 9.49
4846-BB-24 | 1914203 | SMA (M), RG316/U | 64.29
4846-BB-48 | 1914226 | SMA (M), RG316/U | 64.29
4846-BB-60 | 1914244 | SMA (M), RG316/U | 64.29
4846-C-24 | 3388063 | SMA PLUG TO SMA PLUG, RG58C/U, 24 INCH | 18.99
4846-C-36 | 3388074 | SMA PLUG TO SMA PLUG, RG58C/U, 36 INCH | 20.99
4846-C-48 | 3388088 | SMA PLUG TO SMA PLUG, RG58C/U, 48 INCH | 24.49
4846-C-60 | 3388095 | SMA PLUG TO SMA PLUG, RG58C/U, 60 INCH | 24.49
4846-UU-12 | 3388109 | SMA PLUG TO SMA PLUG, RG178/U, 12 INCH | 16.59
4846-UU-24 | 3388111 | SMA PLUG TO SMA PLUG, RG178/U, 24 INCH | 19.09
4846-UU-36 | 3388127 | SMA PLUG TO SMA PLUG, RG178/U, 36 INCH | 21.49
4846-UU-48 | 3388130 | SMA PLUG TO SMA PLUG, RG178/U, 48 INCH | 24.49
4846-UU-60 | 3388148 | SMA PLUG TO SMA PLUG, RG178/U, 60 INCH | 26.59
4846-X-12 | 1914443 | SMA (M), RG142B/U | 79.59
4846-X-24 | 1914496 | SMA (M), RG142B/U | 86.69
4846-X-48 | 1914535 | SMA (M), RG142B/U | 86.69
4846-X-60 | 1914564 | SMA (M), RG142B/U | 86.69
4862 | 1996664 | SCREW, FLAT HD4-40X.250, 100/PK | 24.49
4864 | 1996673 | SCREW, SELF-TAP, 2-32 X .250, 100/PK | 24.49
4892-0 | 1914822 | DBL BANANA PLUG, GOLD PL (BLACK) | 8.49
4892-2 | 1914831 | DBL BANANA PLUG, GOLD PL (RED) | 8.49
4896 | 1914846 | BNC (M-F-F) | 19.09
4897-0 | 1914868 | BANANA PLUG, GOLD PL (BLACK) | 5.89
4897-2 | 1914879 | BANANA PLUG, GOLD PL (RED) | 5.89
4898-0 | 1914887 | DBL BANANA PLUG HIGH TEMP (BLACK) | 4.39
4898-6 | 1914902 | DBL BANANA PLUG HIGH TEMP (BLUE) | 4.39
4899-0 | 1914916 | B-PLUG HIGH TEMP 10/PKG (BLACK) | 26.39
4899-6 | 1914925 | B-PLUG HIGH TEMP 10/PKG (BLUE) | 26.39
4900-0 | 1914933 | B-JACK HIGH TEMP 10/PKG (BLACK) | 26.39
4900-6 | 1914940 | B-JACK HIGH TEMP 10/PKG (BLUE) | 26.39
4903 | 1914957 | SHIELDED BOX | 40.99
4911A-12-0 | 1914984 | RETR. SHEATH BANANA PLUG (BLACK) | 14.99
4911A-120-0 | 1915008 | RETR. SHEATH BANANA PLUG - MTO (BLACK) | 16.79
4911A-120-2 | 1915013 | RETR. SHEATH BANANA PLUG - MTO (RED) | 16.79
4911A-12-2 | 1914991 | RETR. SHEATH BANANA PLUG (RED) | 14.99
4911A-24-0 | 1915049 | RETR. SHEATH BANANA PLUG (BLACK) | 15.69
4911A-24-2 | 1915051 | RETR. SHEATH BANANA PLUG (RED) | 15.69
4911A-36-0 | 1915085 | RETR. SHEATH BANANA PLUG (BLACK) | 15.69
4911A-36-2 | 1915097 | RETR. SHEATH BANANA PLUG (RED) | 15.69
4911A-48-0 | 1915106 | RETR. SHEATH BANANA PLUG (BLACK) | 15.79
4911A-48-2 | 1915114 | RETR. SHEATH BANANA PLUG (RED) | 15.79
4911A-60-0 | 1915123 | RETR. SHEATH BANANA PLUG (BLACK) | 16.09
4911A-60-2 | 1915138 | RETR. SHEATH BANANA PLUG (RED) | 16.09
4914 | 1996686 | SCREW, 8-32 X .210, 100/PK | 22.99
4933-0 | 1915358 | SHEATHED BANANA 18,20,22AWG (BLACK) | 5.29
4933-0# | 1915364 | SHEATHED BAN 18,20,22AWG BULK (BLACK) | 5.29
4933-2 | 1915373 | SHEATHED BANANA 18,20,22AWG (RED) | 5.29
4934-0 | 1915386 | SHEATHED JACK 18,20,22AWG (BLACK) | 5.39
4934-0# | 2003035 | SHEATHED JACK 18,20,22AWG (BLACK) BULK | 5.39
4934-2 | 1915399 | SHEATHED JACK 18,20,22AWG (RED) | 5.39
4934-2# | 2003047 | SHEATHED JACK 18,20,22AWG (RED) BULK | 5.39
4935-BB-120 | 1915440 | SMA (M)/BNC (M), RG316/U | 64.29
4935-BB-24 | 1915484 | SMA (M)/BNC (M), RG316/U | 59.19
4935-BB-48 | 1915504 | SMA (M)/BNC (M), RG316/U | 59.19
4935-BB-60 | 1915528 | SMA (M)/BNC (M), RG316/U | 61.19
4945-K-18 | 1915603 | BNC (M)/.025 RECEPT,RG174/U | 28.49
4945-K-24 | 1915615 | BNC (M)/.025 RECEPT,RG174/U | 28.49
4945-K-36 | 1915626 | BNC (M)/.025 RECEPT,RG174/U | 28.49
4945-K-48 | 1915632 | BNC (M)/.025 RECEPT,RG174/U | 30.49
4945-K-60 | 1915644 | BNC (M)/.025 RECEPT,RG174/U | 30.49
4956 | 1915698 | TYPE N (F-F), FLANGE MT | 34.69
4964-SS-12 | 1915807 | BNC (M), LOW NOISE | 26.59
4964-SS-120 | 1915818 | BNC (M), LOW NOISE | 36.79
4964-SS-24 | 1915865 | BNC (M), LOW NOISE | 26.59
4964-SS-240 | 1915876 | BNC (M), LOW NOISE | 48.99
4964-SS-36 | 1915909 | BNC (M), LOW NOISE | 27.09
4964-SS-420 | 1999603 | BNC (M), LOW NOISE MTO | 64.29
4964-SS-48 | 1915927 | BNC (M), LOW NOISE | 30.49
4964-SS-60 | 1915953 | BNC (M), LOW NOISE | 30.49
4964-SS-72 | 1915975 | BNC (M), LOW NOISE | 34.69
4969 | 1632536 | BNC (F) WITH 20 AWG LEADS | 10.49
4969# | 2807842 | BNC (F) WITH 20 AWG LEADS, BULK | 10.49
4970 | 1632549 | BNC (M) WITH 20 AWG LEADS | 13.29
4970# | 2844497 | BNC (M) WITH 20 AWG LEADS BULK | 13.29
4970-18 | 1916054 | BNC (M), 20AWG LEADS MTO | 15.29
4979 | 1916112 | BNC (M) BULKHEAD RECEPTACLE | 11.79
4986-0 | 1916120 | SHEATHED BANANA, 14-16AWG (BLACK) | 5.29
4986-2 | 1916135 | SHEATHED BANANA, 14-16AWG (RED) | 5.29
4995-0 | 1632889 | BINDING POST, MIL-P-55149/8 (BLACK) | 25.99
4995-0# | 1916213 | BIND POST, MIL-P-55149/8 (BLACK) BULK | 25.99
4995-2 | 1632892 | BINDING POST, MIL-P-55149/8 (RED) | 25.99
4995-2# | 3378128 | BINDING POST, MIL-P-55149/8 (RED) BULK | 25.99
5014/POM | 1916381 | DIP CLIP, 14 PIN | 12.99
5018-0 | 1916411 | HEX HEAD BIND POST (BLACK) | 15.99
5018-2 | 1916427 | HEX HEAD BIND POST (RED) | 15.99
5018-4 | 1916430 | HEX HEAD BIND POST (YELLOW) | 15.99
5018-5 | 1916448 | HEX HEAD BIND POST (GREEN) | 15.99
5018-6 | 1916453 | HEX HEAD BIND POST (BLUE) | 15.99
5018-9 | 1916466 | HEX HEAD BIND POST (WHITE) | 15.99
5026-36 | 1916557 | ALLIG CL/BANTAM PLUG | 48.99
5026-60 | 1916569 | ALLIG CL/BANTAM PLUG | 54.29
5051 | 1916695 | BNC (F)/#8 SPADE LUG | 12.59
5053-24-0 | 1916752 | MICROGRABBER/BANANA PLUG (BLACK) | 8.99
5053-24-2 | 1916765 | MICROGRABBER/BANANA PLUG (RED) | 8.99
5053-36-0 | 1916803 | MICROGRABBER/BANANA PLUG (BLACK) | 9.29
5053-36-2 | 1916815 | MICROGRABBER/BANANA PLUG (RED) | 9.29
5053-48-0 | 1916871 | MICROGRABBER/BANANA PLUG (BLACK) | 9.29
5053-48-2 | 1916880 | MICROGRABBER/BANANA PLUG (RED) | 9.29
5054-36 | 1916989 | TRIAXIAL (M), BELDEN 9222 | 122.39
5054-60 | 1917004 | TRIAXIAL (M), BELDEN 9222 | 132.59
5056 | 1917028 | 2 LUG TRIAX, BELDEN 9222 | 34.69
5058-X-36 | 1917070 | TYPE N (M)/SMA (M),RG142B/U | 71.39
5058-X-48 | 1917081 | TYPE N (M)/SMA (M),RG142B/U | 90.79
5058-X-60 | 1917096 | TYPE N (M)/SMA (M),RG142B/U | 90.79
5066-0 | 1917129 | BNC (M) W/STRESS BOOT RG58 (BLACK) | 10.69
5068-0 | 1917233 | BNC (M) W/STRESS BOOT RG174 (BLACK) | 17.89
5069 | 756759 | TEST LEAD,POLYPROP,BNC(F)-.025 REC | 14.29
5076-0 | 1917322 | STRESS BOOT W/NUT, RG58 (BLACK) | 5.99
5076-0# | 2276776 | STRESS BOOT W/NUT, RG58 (BLACK) BULK | 5.99
5085 | 903278 | TERMINATION,COAX,BNC(M),SHORT | 7.69
5088 | 1917387 | SMA SHORTING CAP | 25.99
5089 | 1917400 | TYPE N (F-F-F) | 86.69
5090 | 1917417 | BNC (F)/TRIAXIAL (M) | 48.99
5090# | 3395153 | BNC (F)/TRIAXIAL (M), BULK PACKAGED | 48.99
5114 | 1917513 | DIP CLIP, 14 PIN HI DENSITY | 19.29
5133 | 1917609 | PROBE TIP, .080 MICROTIP SS 10/PKG | 22.49
5142-K-48 | 1632551 | SMD TEST TWEEZERS WITH BNC (M), 4 FT, 48 INCHES | 37.79
5143-K-48 | 1917653 | SMD TEST TWEEZERS | 37.79
5144-48-0 | 1917666 | SMD MICROTIP/TEST PROBE (BLACK) | 21.79
5144-48-2 | 1917675 | SMD MICROTIP/TEST PROBE (RED) | 21.79
5145 | 1632560 | DOUBLE BANANA PLUG SHORTING BAR, INSULATED | 9.49
5148 | 1917694 | BNC (F) ISO GROUND | 9.49
5155-0 | 1917720 | STRESS BOOT, RG58 10/PKG (BLACK) | 13.79
5155-0# | 1917735 | BULK, STRESS BOOT, RG58 (BLACK) | 1.38
5155-2 | 1917758 | STRESS BOOT, RG58 10/PKG (RED) | 13.79
5156-0 | 1917838 | STRESS BOOT, RG59 10/PKG (BLACK) | 13.79
5156-0# | 1917845 | STRESS BOOT, RG59 BULK (BLACK) | 1.38
5156-2 | 1917861 | STRESS BOOT, RG59 10/PKG (RED) | 13.79
5157-0 | 1917959 | STRESS BOOT,R RG174 10/PKG (BLACK) | 13.79
5157-0# | 1917967 | STRESS BOOT,R RG174 BULK (BLACK) | 1.38
5165-0 | 1917980 | SHORTED BANANA W/BIND POST (BLACK) | 15.99
5165-2 | 1918007 | SHORTED BANANA W/BIND POST (RED) | 15.99
5167-0 | 1918018 | BANANA JACK, 20 AWG 10/PK (BLACK) | 20.99
5167-0#/BULK | 2388605 | BANANA JACK, 20 AWG (BLACK) BULK | 2.1
5167-2 | 1918041 | BANANA JACK, 20 AWG 10/PK (RED) | 20.99
5168-0 | 1909845 | BANANA JACK, 14 AWG (BLACK) | 3.19
5168-0# | 1909850 | BANANA JACK, 14 AWG BULK (BLACK) | 3.19
5168-2 | 1909861 | BANANA JACK, 14 AWG (RED) | 3.19
5169-0 | 1659571 | BANANA PLUG FOR 18 - 20 AWG WIRE, BLACK | 3.19
5169-2 | 1659580 | BANANA PLUG FOR 18 - 20 AWG WIRE, RED | 3.19
5170-0 | 1910053 | BANANA PLUG, 14 AWG (BLACK) | 3.19
5170-0# | 2438873 | BANANA PLUG, 14 AWG (BLACK) BULK | 3.19
5170-2 | 1910075 | BANANA PLUG, 14 AWG (RED) | 3.19
5173-0 | 1910142 | PIN TIP PLUG, 20 AWG (BLACK) | 3.89
5173-0# | 2113093 | PIN TIP PLUG, 20AWG (BLACK) BULK | 3.89
5173-2 | 1910156 | PIN TIP PLUG, 20 AWG (RED) | 3.89
5173-2# | 2105954 | PIN TIP PLUG, 20 AWG (RED) BULK | 3.89
5178 | 1910163 | TRIAXIAL (F-F) BULKHEAD | 45.89
5186 | 1632903 | SHIELDED BOX | 66.49
5187-C-24 | 1910195 | BNC (M)/GRABBER, RG58C/U | 24.49
5187-C-36 | 1910214 | BNC (M)/GRABBER, RG58C/U | 24.49
5187-C-48 | 1910238 | BNC (M)/GRABBER, RG58C/U | 26.59
5187-C-60 | 1910245 | BNC (M)/GRABBER, RG58C/U | 26.59
5187-K-24 | 1910261 | BNC (M)/GRABBER, RG174/U | 34.69
5187-K-36 | 1910277 | BNC (M)/GRABBER, RG174/U | 34.69
5187-K-48 | 1910289 | BNC (M)/GRABBER, RG174/U | 34.69
5187-K-60 | 1910292 | BNC (M)/GRABBER, RG174/U | 34.69
5188 | 1632572 | BNC (F) TO MICROGRABBER TEST CLIPS | 19.09
5189 | 1632585 | BNC (M) TO MICROGRABBER TEST CLIPS | 20.39
5203 | 1910367 | SHIELDED BOX | 42.99
5218 | 1910405 | 3 LUG TRIAX, BELDEN 9222 | 47.99
5219 | 1910410 | 3 LUG TRIAX, BULKHEAD | 26.59
5223-36 | 1910529 | 3 LUG TRIAX, BELDEN 9222 | 124.49
5223-60 | 1910576 | 3 LUG TRIAX, BELDEN 9222 | 127.49
5230-0 | 1910635 | B-PLUG HIGH TEMP 10/PKG (BLACK) | 29.49
5230-0# | 2083652 | B-PLUG HIGH TEMP BULK (BLACK) | 2.95
5230-6 | 1910647 | B-PLUG HIGH TEMP 10/PKG (BLUE) | 29.49
5233-0 | 1910658 | BANANA JACK, HIGH TEMP (BLACK) | 6.39
5243-0 | 1632597 | SMD GRABBER TEST CLIP, 10 PCS, BLACK | 28.59
5243-2 | 1632609 | SMD GRABBER TEST CLIP, 10 PCS, RED | 28.59
5250 | 1632915 | 8 PIN SOIC CLIP | 15.79
5251 | 1659628 | SOIC CLIP, 14 PIN | 15.29
5252 | 1659637 | SOIC CLIP, 16 PIN | 16.49
5253 | 1659643 | SOIC CLIP, 20 PIN | 18.49
5254 | 1659655 | SOIC CLIP, 24 PIN | 26.99
5255 | 1910960 | SHIELDED BOX | 30.49
5266-C-60 | 1911209 | BNC (M), RG58C/U | 16.69
5268-C-24 | 1911275 | BNC (M)/BANANA PLUGS | 28.49
5268-C-36 | 1911294 | BNC (M)/BANANA PLUGS | 28.49
5268-C-48 | 1911307 | BNC (M)/BANANA PLUGS | 30.49
5268-C-60 | 1911329 | BNC (M)/BANANA PLUGS | 30.49
5279 | 1777435 | PLCC CLIP, 20 PIN | 33.99
5280 | 1777447 | PLCC CLIP, 28 PIN | 48.99
5281 | 1659662 | PLCC CLIP, 44 PIN | 58.99
5285 | 1911497 | BNC (M), FOR RG58 TYPE | 4.09
5286 | 1911505 | BNC (M), FOR RG59 TYPE | 5.99
5290 | 1911510 | TRIAXIAL (F-F) 2 LUG | 42.89
5291A-24-0 | 2032001 | MICROVOLT/BANANA PLUG CORD (BLACK) MTO | 23.49
5291A-24-2 | 2032012 | MICROVOLT/BANANA PLUG CORD (RED) MTO | 23.49
5291A-36-0 | 1911546 | MICROVOLT/BANANA PLUG CORD (BLACK) | 24.99
5291A-36-2 | 1911554 | MICROVOLT/BANANA PLUG CORD (RED) | 24.99
5291A-60-0 | 1911568 | MICROVOLT/BANANA PLUG CORD (BLACK) | 26.59
5291A-60-2 | 1911579 | MICROVOLT/BANANA PLUG CORD (RED) | 26.59
5295-36-0 | 1911614 | LOW EMF PATCH CORD (BLACK) | 24.49
5295-36-2 | 1911623 | LOW EMF PATCH CORD (RED) | 24.49
5297 | 1632648 | BNC (M) - BNC (F) FEED THROUGH WITH DC BLOCK | 41.89
5298 | 1911650 | 2 LUG BNC (M)/TRIAXIAL (F) | 41.89
5299 | 1911661 | 3 LUG TRIAXIAL (F)/BNC (M) | 9.99
5300 | 1911677 | BNC (F)/3 LUG TRIAXIAL (M) | 48.99
5301-12-0 | 1911689 | SMD GRABBER PATCH CORD (BLACK) | 12.59
5301-12-2 | 1911704 | SMD GRABBER PATCH CORD (RED) | 12.59
5301-24-0 | 1911737 | SMD GRABBER PATCH CORD (BLACK) | 12.59
5301-24-2 | 1911755 | SMD GRABBER PATCH CORD (RED) | 12.59
5302-12-0 | 1911873 | SMD GRABBER/BANANA PLUG (BLACK) | 10.69
5302-12-2 | 1911886 | SMD GRABBER/BANANA PLUG (RED) | 10.69
5302-24-0 | 1911917 | SMD GRABBER/BANANA PLUG (BLACK) | 10.69
5302-24-2 | 1911921 | SMD GRABBER/BANANA PLUG (RED) | 10.69
5302-36-0 | 1911988 | SMD GRABBER/BANANA PLUG (BLACK) | 10.99
5302-36-2 | 1912003 | SMD GRABBER/BANANA PLUG (RED) | 10.99
5304-K-24 | 1912116 | BNC (M)/SMD GRABBER | 34.69
5304-K-36 | 1912125 | BNC (M)/SMD GRABBER | 34.69
5305 | 1912133 | BNC (F)/SMD GRABBER | 19.39
5307 | 1912140 | BNC (M) FOR RG174 TYPE | 12.29
5309A | 1912157 | PROBE TO MULTI-STK BAN LEAD SET | 21.49
5312 | 1659670 | PLCC CLIP, 52 PIN | 69.99
5319 | 1632653 | BNC (F) TO PHONO PLUG | 10.19
5325A | 1912234 | PROBE TO MULTI-STK BAN PLUG | 37.99
5342 | 1912348 | TRIAX, 3-LUG/ALLIG CL | 137.69
5343-C-36 | 1912412 | BNC (M)/RETR SHEATH BANANA | 28.49
5343-C-60 | 1912435 | BNC (M)/RETR SHEATH BANANA | 30.49
5360-0 | 845409 | SMD GRABBER W/.025 SQ PIN (BLACK) | 5.39
5360-2 | 1912499 | SMD GRABBER W/.025 SQ PIN (RED) | 5.39
5401 | 1659681 | PLCC CLIP, 68 PIN | 76.99
5402 | 1659696 | PLCC CLIP, 84 PIN | 91.99
5405 | 105825 | ADAPTER,DUAL,BINDING POST,BANANA PLUG | 21.39
5406-0 | 1912763 | BANANA PLUG (BLACK) | 4.79
5406-2 | 1912774 | BANANA PLUG (RED) | 4.79
5418-0 | 1632666 | MINIPINCER TEST CLIP, DO-IT-YOURSELF, BLACK | 4.79
5418-2 | 1632675 | MINIPINCER TEST CLIP, DO-IT-YOURSELF, RED | 4.79
5423-C-24 | 1913372 | BNC (M)/MINIPINCER RG58C/U | 26.49
5423-C-36 | 1913385 | BNC (M)/MINIPINCER RG58C/U | 26.49
5423-C-48 | 1913397 | BNC (M)/MINIPINCER RG58C/U | 28.49
5432-0 | 1913459 | MINIATURE TEST PROBE (BLACK) | 7.49
5432-2 | 1913467 | MINIATURE TEST PROBE (RED) | 7.49
5437 | 1659709 | SOIC CLIP, 28 PIN | 30.99
5510 | 1632712 | BNC, BINDING P0ST AND BANANA PLUG KIT | 71.39
5511/POM | 1632720 | BNC COUPLER AND TEE KIT | 105.09
5513 | 1913595 | BNC ATTENUATOR KIT | 418.19
5514 | 1632735 | SOIC CLIP KIT | 114.99
5515A | 1632747 | PLCC CLIP KIT | 377.99
5519A | 1632758 | DMM TEST LEAD SET FOR MOST FLUKE, WAVETEK, HP & TEK METERS | 21.49
5519A# | 4427575 | DMM TEST LEAD SET FOR MOST FLUKE METERS, MTO BULK | 21.49
5520 | 1913714 | SMD GRABBER KIT | 30.59
5521 | 1913723 | SMD GRABBER PATCH CORD KIT | 117.99
5522 | 1913738 | MINIGRABBER KIT | 28.59
5523 | 1913745 | MINIGRABBER PATCH CORD KIT | 55.99
5525 | 1913761 | MICROGRABBER PATCH CORD KIT | 86.99
5531 | 1913792 | RING TERMINAL | 3.09
5532 | 1913811 | STACKING SNAP JACK | 5.89
5534 | 1913853 | ANTISTATIC GRND. CORD | 28.49
5543B | 1913882 | DMM TEST LEAD KIT | 75.99
5672A | 1659711 | BASIC ELECTRONIC TEST LEAD KIT | 37.99
5673B | 1659727 | DMM TEST LEAD KIT, ELECTRICAL | 76.99
5674C | 2530606 | DMM TEST LEAD KIT, DELUXE | 177.99
5677B | 1663917 | DELUXE MULTI-USE MAXI KIT | 152.99
5678-K-48 | 1632806 | SMD TEST TWEEZERS WITH DMM PLUGS, 4 FT, 48 INCHES | 35.99
5682-0 | 1905509 | EXTENDED TIP ADAPTER (BLACK) | 8.59
5682-2 | 1905527 | EXTENDED TIP ADAPTER (RED) | 8.59
5689A | 1996332 | ELECT TEST PROBE W/REPLTIP | 26.59
5697-12 | 1905649 | BNC (M) CABLE W/O BOOT | 10.99
5697-120 | 1905651 | BNC (M) CABLE W/O BOOT | 19.39
5697-180 | 1905685 | BNC (M) CABLE W/O BOOT | 22.99
5697-24 | 1905703 | BNC (M) CABLE W/O BOOT | 10.99
5697-240 | 1905715 | BNC (M) CABLE W/O BOOT | 26.49
5697-36 | 1905759 | BNC (M) CABLE W/O BOOT | 10.99
5697-48 | 1905771 | BNC (M) CABLE W/O BOOT | 16.39
5697-6 | 1905780 | BNC (M) CABLE W/O BOOT | 10.69
5697-60 | 1905800 | BNC (M) CABLE W/O BOOT | 16.39
5697-72 | 1905821 | BNC (M) CABLE W/O BOOT | 16.39
5698 | 1632814 | UNIVERSAL ADAPTER KIT | 249.89
5699-0 | 1905874 | TERMINAL STRIP B-JACK 6-32 (BLACK) | 5.89
5699-0# | 1905888 | TERMINAL STRIP JACK 6-32 BULK (BLACK) | 5.89
5699-2 | 1905895 | TERMINAL STRIP B-JACK 6-32 (RED) | 5.89
5699-3 | 1905912 | TERMINAL STRIP B-JACK 6-32 (ORANGE) | 5.89
5699-4 | 1905920 | TERMINAL STRIP B-JACK 6-32 (YELLOW) | 5.89
5699-9 | 1905964 | TERMINAL STRIP B-JACK 6-32 (WHITE) | 5.89
5700-0 | 1905986 | TERMINAL STRIP B-JACK 8-32 (BLACK) | 5.89
5700-2 | 1905999 | TERMINAL STRIP B-JACK 8-32 (RED) | 5.89
5700-3 | 1906003 | TERMINAL STRIP B-JACK 8-32 (ORANGE) | 5.89
5700-4 | 1906015 | TERMINAL STRIP B-JACK 8-32 (YELLOW) | 5.89
5700-9 | 1906044 | TERMINAL STRIP B-JACK 8-32 (WHITE) | 5.89
5701-0 | 1906059 | TERMINAL STRIP B-JACK (BLACK) | 5.89
5701-2 | 1906067 | TERMINAL STRIP B-JACK 10-32 (RED) | 5.89
5701-3 | 1906071 | TERMINAL STRIP B-JACK 10-32 (ORANGE) | 5.89
5701-4 | 1906080 | TERMINAL STRIP B-JACK 10-32 (YELLOW) | 5.89
5701-9 | 1906125 | TERMINAL STRIP B-JACK 10-32 (WHITE) | 5.89
5733 | 1777486 | PLCC CLIP, 32 PIN | 55.99
5734 | 1906169 | INTERFACE, TYPE N (M) | 24.49
5735 | 1906178 | INTERFACE, BNC (M) | 24.49
5736 | 1906184 | INTERFACE, TNC (M) | 18.09
5737 | 1906191 | INTERFACE, SMA (M) | 18.09
5738 | 1906207 | INTERFACE, TYPE N (F) | 16.89
5739 | 1906218 | INTERFACE, BNC (F) | 24.49
5740 | 1906229 | INTERFACE, TNC (F) | 23.49
5741 | 1906234 | INTERFACE, SMA (F) | 15.79
5742 | 1906241 | COUPLING CONNECTOR | 10.69
5744 | 1906265 | INTERFACE,DBL BINDING POST | 28.59
5748 | 1632823 | MAXI UNIVERSAL ADAPTER KIT | 407.99
5749-24 | 1906309 | UNIVERSAL ADAPTER CABLE | 20.89
5749-36 | 1906311 | UNIVERSAL ADAPTER CABLE | 20.89
5749-48 | 1906327 | UNIVERSAL ADAPTER CABLE | 21.79
5749-60 | 1906330 | UNIVERSAL ADAPTER CABLE | 21.79
5749-72 | 1632838 | UNIVERSAL ADAPTER CABLE, 50 OHM, 6 FT, 72 INCHES | 22.19
5752 | 1906394 | INTERFACE, UHF (M) | 18.09
5753 | 1906401 | INTERFACE, MINI UHF (M) | 14.79
5754 | 1906412 | INTERFACE, RCA PHONO (M) | 23.99
5755 | 1906420 | INTERFACE, TYPE F (F) | 16.89
5756 | 1906435 | INTERFACE, UHF (F) | 15.79
5757 | 1906447 | INTERFACE, MINI UHF (F) | 22.49
5758 | 1906458 | INTERFACE, RCA PHONO (F) | 23.99
5759 | 1906464 | INTERFACE, TYPE F (M) | 24.49
5760 | 1906473 | SIGNAL SAMPLER | 56.09
5788-0 | 801321 | ALLIGATOR CLIP (BLACK) 10/PKG | 30.59
5788-0# | 3329965 | ALLIGATOR CLIP (BLACK) BULK | 3.06
5788-2 | 1906631 | ALLIGATOR CLIP, RED 10/PK | 30.59
5788-2# | 3329976 | ALLIGATOR CLIP (RED) BULK | 3.06
5790-0 | 1659730 | ROTATING MICROGRABBER TEST CLIP, BLACK | 10.59
5790-2 | 1659748 | ROTATING MICROGRABBER TEST CLIP, RED | 10.59
5830-0 | 1906836 | FLEXIBLE CLIP (BLACK) | 13.59
5830-02 | 1906849 | FLEXIBLE MAXIGRABBER SET | 25.99
5830-2 | 1906851 | FLEXIBLE CLIP, RED | 13.59
5898 | 1906955 | EXTRA DURABLE PROBE LEAD SET | 21.49
5899A | 2530650 | GENERAL USE TEST LEAD KIT 1 | 75.99
5900A/POM | 2530645 | INDUSTRIAL TEST LEAD KIT | 70.99
5901B/POM | 1907027 | BENCH DMM TEST LEAD KIT | 91.99
5903A | 2530623 | AUTOMOTIVE DMM KIT | 113.99
5904A/POM | 2530638 | DELUXE ELECTRICAL KIT | 134.99
5906A | 1907075 | TEST PROBE SET | 15.79
5906A# | 2643149 | TEST PROBE SET, BULK | 15.79
5907A | 1907082 | IEC 1010 TEST LEADS ST/RT ANG | 16.89
5907A-60 | 1780338 | IEC 1010 TEST LEAD SET ST/RT ANGLE MTO | 20.39
5908A | 1907156 | IEC 1010 TEST LEADS ST/ST | 16.89
5909A | 1907195 | FLEXIBLE TEST LEADS, RT ANGLE | 16.89
5910C | 5220888 | FLEX MAXIPINCER SET, CAT II 1000V | 32.69
5911B | 2530587 | FLEX MAXIGRABBER SET W/HOOK | 26.99
5912B | 2530593 | MAXIGRABBER SET | 35.69
5913 | 1546410 | 1KV,INSULATION PIERCING GRABBER SET,RED/BLK | 60.99
5914 | 1780323 | EX LARGE JAW ALLIG CLIP | 12.79
5916B# | 4395927 | MEDIUM ALLIGATOR CLIP SET, BULK PACK | 16.89
5916B/POM | 4395930 | MEDIUM ALLIGATOR CLIP SET | 16.89
5931-0 | 1907398 | SHEATHED BANANA JACK, 10/PK (BLACK) | 31.49
5931-02 | 1907410 | SHEATHED BANANA JACK (SET) | 6.79
5931-2 | 1907422 | SHEATHED BANANA JACK,10/PK (RED) | 31.49
5931-4 | 1907446 | SHEATHED BANANA JACK,10/PK (YELLOW) | 31.49
5931-5 | 1907454 | SHEATHED BANANA JACK,10/PK (GREEN) | 31.49
5931-6 | 1907468 | SHEATHED BANANA JACK, 10/PK (BLUE) | 31.49
5931-9 | 1907479 | SHEATHED BANANA JACK, 10/PK (WHITE) | 31.49
5934-0 | 1907612 | BANANA PLUG, D-I-Y,4MM 10/PK (BLACK) | 15.99
5934-2 | 1907635 | BAN PLUG, D-I-Y, 4MM,10/PK (RED) | 15.99
5935-0 | 1907686 | BANANA JACK (BLACK) 10/PKG | 8.49
5936-0 | 1907769 | BANANA PLUG, D-I-Y, 2MM,10/PK (BLACK) | 10.69
5936-0# | 3087634 | BANANA PLUG, D-I-Y, 2MM, (BLACK) BULK | 1.07
5936-2 | 1907778 | BANANA PLUG, D-I-Y, 2MM,10/PK (RED) | 10.69
5940 | 1907828 | KELVIN CLIP TEST LEAD W/B-PLUG | 224.99
5948 | 1561348 | JUMPERS,45V,.025 SQ PIN RECEPTACLES,6.0 IN,10 EA | 65.99
5952A | 1907924 | PROBE, RETR TIP, BANANA PLUG | 32.69
5953A | 1907936 | PROBE, RETR TIP, DMM PLUG | 32.69
5955 | 1907949 | TRI-FOLD POUCH | 13.99
5955# | 3065210 | TRI-FOLD POUCH BULK | 13.99
6041B | 1908153 | ALL.CLIP, EX-LARGE IEC1010 KIT | 15.99
6041B# | 3385839 | ALL.CLIP, EX-LARGE IEC1010, BULK PACK | 15.99
6081 | 1908259 | ELASTIC WRIST STRAP | 13.89
6082 | 1908271 | WRIST STRAP W/CLIP & CORD | 33.49
6083 | 1908298 | WRIST STRAP, METAL, ADJ | 35.59
6084 | 1632932 | WRIST STRAP W/CLIP & CORD | 53.79
6086 | 1908350 | TOUCH TESTER, ESD | 177.99
6087 | 1908377 | FIELD SVC KIT, RED | 89.99
6088 | 1908392 | FIELD SVC KIT, RED, LARGE | 109.99
6146 | 1908785 | BAG, LARGE TEST COMPANION | 152.99
6147 | 1908797 | BAG, MEDIUM TEST COMPANION | 43.89
6172A | 2530677 | KIT FOR FLUKE 80 SERIES DMM | 137.99
6173A | 2530661 | TEST COMPANION KIT | 183.99
6175 | 1908984 | KIT FOR FLUKE 80 DMM | 224.99
6203 | 1909070 | INS SPADE LUG W/BAN JACK SET | 6.19
6203# | 3385888 | INS SPADE LUG W/BAN JACK SET BULK PACK | 6.19
6204A | 1644895 | DELUXE ELECTRONIC BENCH DMM TEST LEAD KIT | 117.99
6212 | 1909118 | PROBE TIP 040 QUAD POINT POGO 10/PKG | 39.99
6232A | 1909216 | TEST PROBE SET, .080 BRASS TIP | 19.39
6235 | 1909233 | SMD MICROTIP TEST PROBE SET | 32.99
6244-48-0 | 1909278 | MINI-GBR W/RT ANGLE, (BLACK) | 11.89
6244-48-02 | 4608208 | MINI-GBR W/RT ANGLE (SET) | 22.99
6244-48-2 | 1909291 | MINI-GBR W/RT ANGLE, (RED) | 11.89
6245-48-0 | 1909310 | MINIGBR W/ST PLUG (BLACK) | 11.89
6245-48-02 | 4608213 | MINIGBR W/ST PLUG (SET) | 22.99
6245-48-2 | 1909322 | MINIGBR W/ST PLUG (RED) | 11.89
6248-12-0 | 1909474 | MINI GBR/BAN JACK (BLACK) | 11.89
6248-12-2 | 1909488 | MINI GBR/BAN JACK (RED) | 11.89
6249-12-0 | 1909495 | MINIGBR W/MULTI-STACK - B PLUG (BLACK) | 8.59
6249-12-2 | 1909508 | MINIGBR W/MULTI-STACK B PLUG (RED) | 8.59
6249-24-0 | 1909513 | MINIGBR W/MULTI-STACK - B PLUG (BLACK) | 8.59
6249-24-2 | 1909524 | MINIGBR W/MULTI-STACK - B PLUG (RED) | 8.59
6249-36-0 | 1909536 | MINIGBR W/MULTI-STACK - B PLUG (BLACK) | 9.09
6249-36-2 | 1909549 | MINIGBR W/MULTI-STACK - B PLUG (RED) | 9.09
6252 | 1909712 | COUPLER, IEC1010 SET | 5.39
6252# | 2434542 | COUPLER, IEC1010 SET, BULK PACKAGED | 5.39
6254 | 1909773 | POMONA 7/16 DIN ADAPTER KIT | 729.99
6262-02 | 1901503 | EXTENDED FINE PT TIP ADAP SET (SET RED/BLACK) | 19.39
6262-02# | 3385842 | EXTENDED FINE PT TIP ADAP (SET RED/BLACK)BULK PACK | 19.39
6264B/POM | 4395948 | TEST PROBE ALLIG. TIP SET | 27.59
6275 | 1902161 | PRECISION ELECT. PROBE SET | 30.99
6283-C-36 | 1633111 | DBL BANANA PLUG W/SAFETY SHROUD, 36 INCHES | 25.49
6283-C-48 | 1633127 | DBL BANANA PLUG W/SAFETY SHROUD, 48 INCHES | 26.49
6283-C-60 | 1633130 | DBL BANANA PLUG W/SAFETY SHROUD, 60 INCHES | 26.49
6286 | 1902242 | MODULAR PROBE DMM TEST KIT | 32.99
6303 | 1633148 | KELVIN PROBE | 130.99
6320-96 | 1902876 | BANTAM Y/RJ48 CABLE | 96.99
6340 | 1903103 | DMM MAXI KIT | 132.99
6341 | 1903115 | PRECISION ELECTRONIC PROBE KIT | 50.99
6342 | 1633153 | PRECISION ELECTRONIC PROBE | 30.99
6343 | 1663900 | BASIC ELECTRONIC TEST LEAD KIT | 50.99
6344 | 1903144 | BASIC ELECT TEST LEAD KIT | 36.99
6351 | 1903167 | GBR. KIT, FIVE GRN, FIVE YEL | 629.99
6352 | 1903171 | GBR. KIT, FIVE GRN, FIVE YEL | 629.99
6353 | 1903180 | GBR. KIT, FIVE GRN, FIVE YEL | 629.99
6354 | 1903198 | REPLACEMENT PROBE TIPS | 23.99
6356-12 | 1903209 | ALLIG CLIP PATCH CORD KIT | 66.29
6356-24 | 1903211 | ALLIG CLIP PATCH CORD KIT | 66.29
6356-36 | 1903227 | ALLIG CLIP PATCH CORD KIT | 66.29
6357-36 | 1903275 | ALLIG/BANANA PLUG PATCH KIT | 66.29
6358 | 1903307 | DMM TEST LEAD W/RETR SHEATH | 19.39
6358# | 3385874 | DMM TEST LEAD W/RETR SHEATH BULK PACK | 19.39
6364 | 1903341 | REPLACEMENT PROBE TIPS, .080 10/PKG | 23.99
6365 | 1903352 | DMM TEST PROBE W/ST SHEATH | 16.99
6366 | 1903365 | DMM TEST PROBE W/ST RETR SH | 21.49
6383-0 | 1663921 | SHEATHED BANANA PLUG (BLACK) 10/PKG | 33.49
6383-02 | 1903510 | PLUG, BAN, USER INSTALLED SET | 6.79
6383-2 | 1663939 | SHEATHED BANANA PLUG (RED) 10/PKG | 33.49
6384-0 | 1903531 | JACK, BANANA 10/PKG (BLACK) | 36.59
6384-02 | 1903546 | JACK, BAN, USER INSTALLED SET | 7.99
6384-2 | 1903554 | JACK, BANANA 10/PKG (RED) | 36.59
6387-ST-T-0 | 1904087 | BANANA JACK, PANEL TIN, 10/PKG (BLACK) | 33.99
6387-ST-T-2 | 1904101 | BANANA JACK, PANEL TIN, 10/PKG (RED) | 33.99
6405/POM | 1633088 | INSULATION PIERCING CLIP SET | 45.49
6411 | 1783104 | BACK PROBE PIN, PKG OF 10 | 26.29
6413 | 1897701 | INSULATION PIERCING CLIP SET | 45.49
6442 | 1897814 | GBR, SMD LOW PRO MICRO 10PKG | 534.99
6479 | 1898007 | TEST PROBE SET,.080 ST.STL TIP | 15.99
6479# | 3385856 | TEST PROBE SET,.080 ST.STL TIP, BULK PACK | 15.99
6481 | 1780535 | EUROPEAN AUTOMOTIVE CONNECTOR ADAPTERS | 90.99
6483-48-02 | 2530568 | 5 WAY ALL.TO SHEATHED RT ANGLE SET (BLACK AND RED) | 43.99
6491 | 1898391 | 30 MHZ X1 OSCILLOSCOPE PROBE | 82.99
6493 | 1898414 | 150 MHZ X10 OSCILLOSCOPE PROBE | 69.99
6494 | 1898423 | 150 MHZ X10 SCOPE PROBE RO | 87.99
6495 | 1898438 | 250 MHZ X10 OSCILLOSCOPE PROBE | 97.99
6496 | 1898445 | 300 MHZ X10 OSCILLOSCOPE PROBE | 133.99
6497 | 1898450 | 300 MHZ X10 SCOPE PROBE RO | 139.99
6498 | 1898461 | 300 MHZ X100 SCOPE PROBE | 149.99
6499 | 1898477 | 20/150 MHZ X1/X10 SCOPE PROBE | 87.99
6500 | 1898489 | 30/250 MHZ X1/X10 SCOPE PROBE | 92.99
6510-V-12-0 | 1898575 | BNC TO BNC, TRUE 75 OHM (BLACK) | 24.49
6510-V-24-0 | 1898582 | BNC TO BNC, TRUE 75 OHM (BLACK) | 24.49
6510-V-36-0 | 1898594 | BNC TO BNC, TRUE 75 OHM (BLACK) | 24.49
6510-V-48-0 | 1898608 | BNC TO BNC, TRUE 75 OHM (BLACK) | 28.49
6510-V-60-0 | 1898613 | BNC TO BNC, TRUE 75 OHM (BLACK) | 28.49
6510-V-72-0 | 1898624 | BNC TO BNC, TRUE 75 OHM (BLACK) | 34.69
6510-V-72-6 | 1898649 | BNC TO BNC, TRUE 75 OHM (BLUE) | 34.69
6530A | 2530614 | AUTOMOTIVE DELUXE TEST LEAD SET | 152.99
6534 | 1898842 | COAXIAL TEST LEADS | 127.49
6545 | 1898986 | BANANA PLUG/SAFETY SHIELD KIT | 20.99
6546 | 1898999 | BANANA PLUG KIT | 20.99
6551 | 1899045 | 500 MHZ 0-SCOPE PROBE W/RA | 375.99
6553 | 1899061 | MOD.OSC.ADAPTER TO SMD GRABBER | 82.99
6554 | 1899077 | 500 MHZ O-SCOPE PROBE | 399.99
6567 | 1899201 | ALL.W/BANANA JACK 10/PKG | 10.19
6576-24-0 | 1899441 | 1010 FLEX BOOT ALL.PATCH CORD (BLACK) | 9.09
6576-24-2 | 1899452 | 1010 FLEX BOOT ALL.PATCH CORD (RED) | 9.09
6576-36-0 | 1899465 | 1010 FLEX BOOT ALL.PATCH CORD (BLACK) | 9.09
6576-36-2 | 1899476 | 1010 FLEX BOOT ALL.PATCH CORD (RED) | 9.09
6601 | 1899604 | 2MM/4MM MONOLITHIC THR. PROBE | 25.99
6700 | 2066999 | BNC ADAPTER (M/2F), STRAIGHT | 24.49
6701 | 2067002 | BNC ADAPTER (M/2F), RIGHT ANGLE | 27.59
6705 | 2067040 | HIGH DEF BNC ISOLATED PANEL CONNECTOR F/F | 21.79
6712 | 2067115 | F RIGHT ANGLE ADAPTER (M/F) | 5.39
6713 | 2067126 | F ADAPTER PUSH-ON PLUG JACK (F/M) | 3.29
6717 | 2067167 | BNC CIRCUIT BOARD MOUNT, DUAL RIGHT ANGLE, WHITE VALOX, 50 OHM | 19.09
6718 | 2067171 | BNC CIRCUIT BOARD MOUNT, DUAL RIGHT ANGLE, WHITE VALOX, 75 OHM | 22.49
6721-0 | 2067743 | DO-IT-YOURSELF 4MM STACKABLE BANANA PLUG, BLACK | 6.39
6721-2 | 2067755 | DO-IT-YOURSELF 4MM STACKABLE BANANA PLUG, RED | 6.39
6723 | 2067796 | TEST LEAD SET W. 8-32 THREADED TIPS AND 300V CAT II SCREW-ON ALLIGATOR | 45.99
6727-0 | 2067801 | MULTI-STACKING 4MM BANANA PLUG PATCH CORD, 1.2 M SILICONE, BLACK | 17.89
6727-2 | 2067812 | MULTI-STACKING 4MM BANANA PLUG PATCH CORD, 1.2 M SILICONE, RED | 17.89
6728-0 | 2067820 | 4MM SAFETY BANANA JACK TO BANANA PLUG ADAPTER, BLACK | 4.89
6728-2 | 2067835 | 4MM SAFETY BANANA JACK TO BANANA PLUG ADAPTER, RED | 4.89
6729-0 | 2067847 | DO-IT-YOURSELF 4MM RIGHT ANGLE BANANA PLUG, BLACK | 6.39
6729-2 | 2067858 | DO-IT-YOURSELF 4MM RIGHT ANGLE BANANA PLUG, RED | 6.39
6730 | 2067864 | KELVIN LEAD SET (CLIPS), SET | 167.99
6733-0 | 2070577 | SILICONE TEST LEAD WIRE, 50 FEET (15.2 METERS), BLACK | 28.49
6733-2 | 2070589 | SILICONE TEST LEAD WIRE, 50 FEET (15.2 METERS), RED | 28.49
6734-0 | 2070592 | 18 AWG PVC TEST LEAD WIRE, 50 FEET (15.2 METERS)BLACK | 18.39
6734-2 | 2070605 | 18 AWG PVC TEST LEAD WIRE, 50 FEET (15.2 METERS), RED | 18.39
6735 | 2121278 | BNC (M) PANEL MOUNT, 75 OHM | 5.99
6736 | 2121284 | BNC (F) PANEL RECEPTACLE, 75 OHM | 6.69
6737 | 2121291 | BNC (F/F) ADAPTER, 75 OHM | 4.39
6738 | 2121305 | BNC (F/F/F) ADAPTER, 75 OHM | 6.19
6739 | 2121310 | BNC (F/M/F) ADAPTER, 75 OHM | 6.19
6740 | 2121322 | BNC (M/M) ADAPTER, 75 OHM | 3.69
6741 | 2121331 | BNC (F) BULKHEAD RECEPTACLE, ISOLATED GROUND, TEFLON, 75 OHM | 4.39
6744 | 2121368 | BNC (F/F) PANEL MOUNT, HERMETICALLY SEALED, 75 OHM | 5.49
6745 | 2121379 | BNC (F) BULKHEAD RECEPTACLE, 75 OHM | 5.89
6747 | 2121393 | BNC (F) PCB MOUNT, VERTICAL, 75 OHM | 4.39
6748 | 2121400 | BNC (F) PCB MOUNT, RIGHT ANGLE, 75 OHM | 5.49
6752A | 2134710 | BNC (M) CRIMP RG59, 59A, 59B, 62, 210 75 OHMS | 5.89
6754 | 2121456 | BNC (F/M/F) ADAPTER, IN-LINE, 75 OHM | 6.69
6754# | 3086993 | BNC (F/M/F) ADAPTER, IN-LINE, 75 OHM BULK PKG | 6.69
6779 | 2121998 | BNC (M) / F (F), 75 OHM | 5.49
6780 | 2122007 | BNC (F) / F (F), 75 OHM | 5.49
6781 | 2132074 | BNC (F) / F (M), 75 OHM | 5.49
6782 | 2132056 | BNC (M) / F (M), 75 OHM | 5.49
6802 | 2122196 | F (F/F) BULKHEAD RECEPTACLE | 5.49
6878 | 2125902 | 1/4 PLUG / RCA JACK ADAPTER | 5.09
6880 | 2125925 | RCA JACK | 2.09
6881 | 2125933 | RCA PLUG | 2.09
6883 | 2125957 | DUAL BINDING POSTS | 3.79
6884 | 2125969 | DUAL BINDING POSTS, RAISED BASE | 3.79
7035 | 2159617 | CRIMP, 55A, 142, 142A, 223, 400 | 6.69
7040 | 2159656 | BNC (M), CRIMP 174, 188, 188A, 316 50 OHMS | 7.69
7158 | 2160051 | HORIZONTAL 3-CONDUCTOR JACK, PC BOARD MOUNT | 1.69
7159 | 2160060 | HORIZONTAL 2-CONDUCTOR JACK, PC BOARD MOUNT | 1.69
7160 | 2160072 | HORIZONTAL 3-CONDUCTOR JACK, SOLDER TABS | 1.69
72902 | 2520983 | MICRO SMD GRABBER TEST CLIPS KIT | 234.99
72902-0 | 2520990 | MICRO SMD GRABBER TEST CLIPS, (BLACK) | 16.89
72902-2 | 2521006 | MICRO SMD GRABBER TEST CLIPS, (RED) | 16.89
72903 | 2521014 | HOLDING RODS FOR MICRO SMD CLIPS 10/PKG | 16.89
72904-0 | 2521023 | CLIP LEAD FOR MICRO SMD GRABBER - 0.8MM FEMALE/2 MM FEMALE, (BLACK) | 7.09
72904-2 | 2521038 | CLIP LEAD FOR MICRO SMD GRABBER - 0.8MM FEMALE/2MM FEMALE, (RED) | 7.09
72905-0 | 2521045 | CLIP LEAD FOR MICRO SMD GRABBER - 0.8MM FEMALE/4 MM FEMALE, (BLACK) | 7.09
72905-2 | 2521050 | CLIP LEAD FOR MICRO SMD GRABBER - 0.8MM FEMALE/4MM FEMALE, (RED) | 7.09
72906-0 | 2521061 | MINI SMD GRABBER TEST CLIPS, (BLACK) | 13.69
72906-2 | 2521077 | MINI SMD GRABBER TEST CLIPS, (RED) | 13.69
72907-20-0 | 2521089 | MINI SMD GRABBER TEST CLIP WITH 20 INCH (50CM) LEAD, 2MM JACK, (BLACK) | 20.39
72907-20-2 | 2521092 | MINI SMD GRABBER TEST CLIP WITH 20 INCH (50CM) LEAD, 2MM JACK, (RED) | 20.39
72908 | 2521108 | IEC INSULATED BNC (M) TO STACKABLE/RETRACTABLE 4 MM PLUGS | 21.99
72909 | 2521113 | IEC INSULATED BNC (F) TO STACKABLE/RETRACTABLE 4 MM PLUGS | 24.49
72912-0 | 2521149 | PANEL MT IEC1010 4MM (0.16IN) JACK FOR SHEATHED PLUG,10/PKG (BLACK) | 40.99
72912-2 | 2521151 | PANEL MT IEC1010 4MM (0.16IN) JACK FOR SHEATHED PLUG,10/PKG (RED) | 40.99
72913-0 | 2521160 | PANEL MT IEC1010 4MM(0.16IN) JACK FOR SHEATHED PLUGS,TAB, 10/PKG (BLACK) | 36.59
72913-0# | 3041415 | PANEL MT IEC1010 4MM(0.16IN) JACK FOR SHEATHED PLUGS, TAB (BLACK) BULK | 3.66
72913-2 | 2521172 | PANEL MT IEC1010 4MM(0.16IN) JACK FOR SHEATHED PLUGS,TAB, 10/PKG (RED) | 36.59
72913-2# | 3041426 | PANEL MT IEC1010 4MM(0.16IN) JACK FOR SHEATHED PLUGS,TAB (RED) BULK | 3.66
72914-0 | 2521185 | 4MM BANANA JACK TO 2MM BANANA PLUG ADAPTER,10/PKG (BLACK) | 31.49
72914-02 | 2521201 | 4MM BANANA JACK TO 2MM BANANA PLUG ADAPTER SET, (BLACK AND RED) | 6.49
72914-2 | 2521197 | 4MM BANANA JACK TO 2MM BANANA PLUG ADAPTER,10/PKG (RED) | 31.49
72917-0 | 2521258 | 4MM BANANA PLUG TO 2MM SHEATHED BANANA JACK ADAPTER,10/PKG (BLACK) | 29.49
72917-2 | 2521264 | 4MM BANANA PLUG TO 2MM SHEATHED BANANA JACK ADAPTER,10/PKG (RED) | 29.49
72918 | 2521273 | 4MM PLUG W/ THREADED M3 STUD, 2 NUTS; 12MM (0.5IN) STUD LENGTH,10/PKG | 13.69
72919-39-0 | 2521300 | 2MM SAFETY SHEATHED PATCH CORDS, PVC, 39IN (100CM), (BLACK) | 8.39
72919-39-2 | 2521317 | 2MM SAFETY SHEATHED PATCH CORDS, PVC, 39IN (100CM), (RED) | 8.39
72920-20-0 | 2521321 | STACKING 2MM SAFETY SHEATHED PATCH CORDS, PVC, 20IN (50CM), (BLACK) | 8.39
72920-20-2 | 2521339 | STACKING 2MM SAFETY SHEATHED PATCH CORDS, PVC, 20IN (50CM), (RED) | 8.39
72920-39-0 | 2521342 | STACKING 2MM SAFETY SHEATHED PATCH CORDS, PVC, 39IN (100CM), (BLACK) | 8.99
72920-39-2 | 2521356 | STACKING 2MM SAFETY SHEATHED PATCH CORD, PVC, 39IN (100CM), (RED) | 8.99
72921-0 | 2521363 | 2MM SAFETY SHEATHED JACK WITH 1.9MM CONNECTING PIN, (BLACK) | 3.09
72921-2 | 2521374 | 2MM SAFETY SHEATHED JACK WITH 1.9MM CONNECTING PIN, (RED) | 3.09
72922-0 | 2521388 | 2MM SAFETY SHEATHED JACK WITH SOLDER TAB, (BLACK) | 3.09
72922-2 | 2521395 | 2MM SAFETY SHEATHED JACK WITH SOLDER TAB, (RED) | 3.09
72923-0 | 2521407 | SMD TEST PROBE W/ SHARP, SPRING MOUNTED TIP, 2MM JACK, (BLACK) | 15.99
72923-2 | 2521418 | SMD TEST PROBE W/ SHARP, SPRING MOUNTED TIP, 2MM JACK, (RED) | 15.99
72924-0 | 2521434 | MINI-ALLIGATOR CLIP WITH 2MM JACK, (BLACK) | 8.19
72924-2 | 2521490 | MINI-ALLIGATOR CLIP WITH 2MM JACK, (RED) | 8.19
72925-0 | 2521503 | DO-IT-YOURSELF 2MM STACKABLE SAFETY SHEATHED PLUG, (BLACK) | 4.29
72925-2 | 2521515 | DO-IT-YOURSELF 2MM STACKABLE SAFETY SHEATHED PLUG, (RED) | 4.29
72926-C-40 | 2521526 | IEC INSULATED BNC MALE TO BNC MALE 50 OHM, 40IN (100CM) | 18.39
72926-C-80 | 2521532 | IEC INSULATED BNC MALE TO BNC MALE 50 OHM, 80IN(200CM), (BLACK) | 19.39
72927-C-40 | 2521544 | INSULATED BNC (M) / 4MM PLUGS, 50 OHM, 40IN(100CM), (BLACK) | 24.49
72927-C-80 | 2521559 | INSULATED BNC (M) / 4MM PLUGS, 50 OHM,80IN(200CM), (BLACK) | 26.59
72928 | 2524859 | SMD MULTI-USE TEST KIT | 173.39
72929-20-0 | 2524752 | MINI SMD GRABBER TEST CLIP W/ 20 INCH(50CM) LEAD, 4MM JACK, (BLACK) | 19.39
72929-20-2 | 2524765 | MINI SMD GRABBER TEST CLIP W/ 20 INCH(50CM) LEAD, 4MM JACK, (RED) | 19.39
72930-0 | 2524776 | PANEL MT IEC 4MM(0.16IN)JACK FOR SHEATHED PLUG, HEX NUT, 10/PKG (BLACK) | 29.49
72930-1 | 2541928 | PANEL MT IEC 4MM(0.16IN)JACK FOR SHEATHED PLUG, HEX NUT, 10/PKG (BROWN) | 29.49
72930-2 | 2524783 | PANEL MT IEC 4MM(0.16IN)JACK FOR SHEATHED PLUG, HEX NUT, 10/PKG (RED) | 29.49
72930-4 | 2541943 | PANEL MT IEC 4MM(0.16IN)JACK FOR SHEATHED PLUG, HEX NUT, 10/PKG (YELLOW) | 29.49
72930-5 | 2541955 | PANEL MT IEC 4MM(0.16IN)JACK FOR SHEATHED PLUG, HEX NUT, 10/PKG (GREEN) | 29.49
72930-6 | 2541962 | PANEL MT IEC 4MM(0.16IN)JACK FOR SHEATHED PLUG, HEX NUT, 10/PKG (BLUE) | 29.49
72930-7 | 2541970 | PANEL MT IEC 4MM(0.16IN)JACK FOR SHEATHED PLUG, HEX NUT, 10/PKG (VIOLET) | 29.49
72930-8 | 2541981 | PANEL MT IEC 4MM(0.16IN)JACK FOR SHEATHED PLUG, HEX NUT, 10/PKG (GRAY) | 29.49
72930-9 | 2541996 | PANEL MT IEC 4MM(0.16IN)JACK FOR SHEATHED PLUG, HEX NUT, 10/PKG (WHITE) | 29.49
72931 | 2530522 | SMA ADAPTER KIT | 315.99
72932 | 2530531 | N ADAPTER KIT | 397.99
72934 | 2530554 | MULTI-RF DIRECT ADAPTER KIT | 499.99
72935 | 2530341 | SMD HIGH DENSITY CIRCUIT TEST KIT | 237.69
72936-39-0 | 2530352 | 2MM/4MM MALE-MALE TEST LEADS, 3.9IN (10CM), (BLACK) | 8.39
72936-39-2 | 2530365 | 2MM/4MM MALE-MALE TEST LEADS, 3.9IN (10CM), (RED) | 8.39
72937 | 2568816 | IEC INSULATED BNC (M) TO 2 MALE BANANA 4MM JACKS | 20.09
72938 | 2568825 | IEC INSULATED BNC (F) TO 2 MALE BANANA 4 MM JACKS | 25.99
72940-2 | 2826470 | SCOPE PROBE, X10 INSUL,500MHZ,(RED) | 262.99
72940-8 | 2826481 | SCOPE PROBE, X10 INSUL,500MHZ,(GRAY) | 262.99
72941 | 2826496 | KIT,SCOPE PROBES,X10 INSUL,500MHZ,(RED & GRAY) | 514.99
72942 | 2826501 | PROBE & LEAD KIT FOR PORTABLE SCOPES | 448.99
72943 | 3094089 | SMA PLUG STRAIGHT CRIMP, RG58 | 6.99
72946 | 3094113 | SMA PLUG STRAIGHT CRIMP, RG174, 188, 316 | 6.49
72953 | 3094185 | SMA JACK STRAIGHT CRIMP, RG142, 400 | 8.19
72954 | 3094197 | SMA JACK STRAIGHT CRIMP, RG174, 188, 316 | 7.19
72956 | 3094212 | SMA JACK BULKHEAD CRIMP, RG174, 178, 188, 316 | 7.69
72960 | 3094258 | SMA PLUG R/A CRIMP, RG142, 400 | 8.19
72961 | 3094264 | SMA JACK PANEL RECEPTACLE (2 HOLE) | 5.99
72962 | 3094273 | SMA JACK PANEL RECEPTACLE (4 HOLE) | 7.69
72963 | 3094286 | SMA JACK STRAIGHT PCB RECEPTACLE | 5.29
72964 | 3094299 | SMA PLUG (M) / PLUG (M) | 10.19
72966 | 3094317 | SMA JACK (F) / JACK (F) | 11.29
72967 | 3094321 | SMA JACK (F) / JACK (F), REVERSE POLARITY | 18.09
72968 | 3094339 | SMA T TYPE, JACK (F) / JACK (F) / JACK (F) | 18.09
72969 | 3094342 | SMA T TYPE, JACK (F) / PLUG(M) / JACK (F) | 18.09
72970 | 3094356 | SMA STRAIGHT JACK PCB RECEPTACLE EDGE MOUNT | 6.89
72971 | 3094363 | SMA JACK R/A PCB RECEPTACLE | 6.49
72973 | 3094388 | SMA JACK (F) TO JACK (F), PANEL | 18.09
72974 | 3094395 | SMA JACK TO REVERSE SMA PLUG | 11.29
72975 | 3094407 | SMA PLUG, 50 OHM TERMINATION | 25.49
72976 | 3094418 | SMA (M) TO SMB (M) | 10.99
72977 | 3094429 | SMA (M) TO SMB (F) | 10.99
72978 | 3094434 | SMA (F) TO SMB (M) | 14.79
72979 | 3094441 | SMA (F) TO SMB (F) | 14.79
72981 | 3094465 | SMB STRAIGHT JACK CRIMP, RG174, 188, 316 | 8.19
72984 | 3094490 | SMB PLUG STRAIGHT CRIMP, RG174, 188, 316 | 10.19
72992 | 3094571 | SMB PLUG R/A CRIMP, RG174, 188, 316 | 11.29
72995 | 3094604 | SMB JACK STRAIGHT PCB RECEPTACLE | 8.19
72996 | 3094619 | SMB PLUG STRAIGHT PCB RECEPTACLE | 9.19
72997 | 3094628 | SMB JACK R/A PCB RECEPTACLE | 9.19
72998 | 3094637 | SMB PLUG R/A PCB RECEPTACLE | 5.99
72999 | 3094643 | SMB JACK PANEL RECEPTACLE | 8.69
73000 | 3094655 | SMB BULKHEAD JACK, RG174, 188, 316 | 7.69
73004 | 3094696 | MCX PLUG STRAIGHT CRIMP, RG179 | 8.19
73012 | 3094775 | MCX JACK STRAIGHT CRIMP, RG179 | 8.19
73014 | 3094794 | MCX PLUG STRAIGHT SEMI-RIGID, RG402 | 6.49
73028 | 3094910 | MMCX JACK R/A PCB RECEPTACLE | 9.89
73028# | 5263524 | MMCX JACK R/A PCB RECEPTACLE, BULK | 9.89
73037 | 3094993 | MMCX JACK STRAIGHT SEMI-RIGID, RG405 | 9.89
73040 | 3244675 | OSCILLOSCOPE PROBE ACCY KIT | 38.99
73042 | 3387843 | BNC RIGHT-ANGLE PLUG, 50 OHM, CRIMP/SOLDER TYPE, RG174, 188, 316 | 9.89
73043 | 3387855 | BNC STRAIGHT PLUG, 50 OHM, CRIMP TYPE, RG8, 9, 11, 213, 214 | 9.19
73044 | 3387862 | N ADAPTER, T TYPE, JACK-PLUG-JACK | 35.69
73045 | 3387870 | N BULKHEAD ADAPTER, JACK TO JACK, PRESSURIZED | 14.79
73048 | 3387908 | N RIGHT-ANGLE PLUG, 50 OHM, CLAMP/SOLDER TYPE, RG214, 225, 393 | 12.09
73049 | 3387913 | N RIGHT-ANGLE PLUG, 50 OHM, CRIMP TYPE, RG55, 142, 223 | 10.69
73050 | 3387924 | N STRAIGHT PLUG, 50 OHM, CRIMP TYPE, RG58, 141 | 11.29
73053 | 3387951 | TNC RIGHT-ANGLE JACK TO PLUG ADAPTER | 28.59
73054 | 3387960 | TNC RIGHT-ANGLE PLUG, 50 OHM, CRIMP TYPE, RG55, 142, 223, 400 | 10.19
73056 | 3387985 | TNC STRAIGHT PLUG, 50 OHM, CRIMP TYPE, RG58, 141 | 9.19
73057 | 3387997 | TNC STRAIGHT PLUG, 50 OHM, CRIMP TYPE, RG59, 62 | 9.69
73061 | 3388039 | BNC RIGHT-ANGLE PLUG, 50 OHM, CRIMP TYPE, RG58, 141 | 24.49
73062 | 3388042 | N ST PLUG, 50 OHM, CLAMP/SOLDER TYPE, RG8, 9, 144, 165, 213, 214, 216, 225 | 18.09
73063-BB-24 | 3388166 | MMCX PLUG TO MMCX PLUG, RG316/U, 24 INCH | 22.49
73066-BB-12 | 3388271 | MMCX RIGHT-ANGLE PLUG TO SMA BULKHEAD JACK, RG316/U, 12 INCH | 20.89
73066-BB-36 | 3388298 | MMCX RIGHT-ANGLE PLUG TO SMA BULKHEAD JACK, RG316/U, 36 INCH | 26.59
73066-BB-48 | 3388306 | MMCX RIGHT-ANGLE PLUG TO SMA BULKHEAD JACK, RG316/U, 48 INCH | 28.59
73067-BB-36 | 3388338 | MCX PLUG TO MCX PLUG, RG316/U, 36 INCH | 22.49
73068-BB-6 | 3388389 | MCX RIGHT-ANGLE PLUG TO MCX RIGHT-ANGLE PLUG, RG316/U, 6 INCH | 17.89
73069-BB-12 | 3388392 | SMA PLUG TO SMA RIGHT-ANGLE PLUG, RG316/U, 12 INCH | 18.39
73069-BB-24 | 3388404 | SMA PLUG TO SMA RIGHT-ANGLE PLUG, RG316/U, 24 INCH | 21.49
73069-BB-48 | 3388428 | SMA PLUG TO SMA RIGHT-ANGLE PLUG, RG316/U, 48 INCH | 26.59
73069-BB-60 | 3388437 | SMA PLUG TO SMA RIGHT-ANGLE PLUG, RG316/U, 60 INCH | 28.59
73070-BB-48 | 3388470 | SMA PLUG TO SMA BULKHEAD JACK, RG316/U, 48 INCH | 24.49
73070-C-12 | 3388496 | SMA PLUG TO SMA BULKHEAD JACK, RG58C/U, 12 INCH | 16.89
73070-C-24 | 3388501 | SMA PLUG TO SMA BULKHEAD JACK, RG58C/U, 24 INCH | 19.09
73070-C-60 | 3388535 | SMA PLUG TO SMA BULKHEAD JACK, RG58C/U, 60 INCH | 28.59
73071-BB-12 | 3388547 | SMA RIGHT-ANGLE PLUG TO SMA BULKHEAD JACK, RG316/U, 12 INCH | 19.39
73071-BB-48 | 3388573 | SMA RIGHT-ANGLE PLUG TO SMA BULKHEAD JACK, RG316/U, 48 INCH | 26.59
73071-BB-60 | 3388586 | SMA RIGHT-ANGLE PLUG TO SMA BULKHEAD JACK, RG316/U, 60 INCH | 28.59
73071-X-12 | 3388599 | SMA RIGHT-ANGLE PLUG TO SMA BULKHEAD JACK, RG142B/U, 12 INCH | 21.49
73071-X-24 | 3388607 | SMA RIGHT-ANGLE PLUG TO SMA BULKHEAD JACK, RG142B/U, 24 INCH | 26.49
73071-X-48 | 3388629 | SMA RIGHT-ANGLE PLUG TO SMA BULKHEAD JACK, RG142B/U, 48 INCH | 36.99
73071-X-60 | 3388634 | SMA RIGHT-ANGLE PLUG TO SMA BULKHEAD JACK, RG142B/U, 60 INCH | 39.99
73072-BB-12 | 3388641 | SMB JACK TO SMB JACK, RG316/U, 12 INCH | 19.39
73072-BB-24 | 3388652 | SMB JACK TO SMB JACK, RG316/U, 24 INCH | 21.49
73072-BB-36 | 3388665 | SMB JACK TO SMB JACK, RG316/U, 36 INCH | 24.49
73072-BB-48 | 3388676 | SMB JACK TO SMB JACK, RG316/U, 48 INCH | 28.49
73072-BB-6 | 3388736 | SMB JACK TO SMB JACK, RG316/U, 6 INCH | 18.39
73072-VV-24 | 3388690 | SMB JACK TO SMB JACK, RG179/U, 75 OHM, 24 INCH | 22.49
73072-VV-36 | 3388708 | SMB JACK TO SMB JACK, RG179/U, 75 OHM, 36 INCH | 26.49
73072-VV-48 | 3388713 | SMB JACK TO SMB JACK, RG179/U, 75 OHM, 48 INCH | 26.59
73072-VV-60 | 3388724 | SMB JACK TO SMB JACK, RG179/U, 75 OHM, 60 INCH | 29.99
73073-BB-12 | 3388749 | SMB RIGHT-ANGLE JACK TO SMB RIGHT-ANGLE JACK, RG316/U, 12 INCH | 20.39
73073-BB-36 | 3388760 | SMB RIGHT-ANGLE JACK TO SMB RIGHT-ANGLE JACK, RG316/U, 36 INCH | 26.49
73073-BB-48 | 3388772 | SMB RIGHT-ANGLE JACK TO SMB RIGHT-ANGLE JACK, RG316/U, 48 INCH | 28.49
73073-BB-6 | 3388785 | SMB RIGHT-ANGLE JACK TO SMB RIGHT-ANGLE JACK, RG316/U, 6 INCH | 19.39
73075-UU-12 | 3388797 | MCX PLUG TO MCX PLUG, RG178/U, 12 INCH | 16.99
73075-UU-24 | 3388805 | MCX PLUG TO MCX PLUG, RG178/U, 24 INCH | 17.99
73075-UU-48 | 3388822 | MCX PLUG TO MCX PLUG, RG178/U, 48 INCH | 22.49
73075-VV-12 | 3388831 | MCX PLUG TO MCX PLUG, RG179/U, 75 OHM, 12 INCH | 19.09
73075-VV-24 | 3388846 | MCX PLUG TO MCX PLUG, RG179/U, 75 OHM, 24 INCH | 21.49
73075-VV-36 | 3388854 | MCX PLUG TO MCX PLUG, RG179/U, 75 OHM, 36 INCH | 24.49
73075-VV-48 | 3388868 | MCX PLUG TO MCX PLUG, RG179/U, 75 OHM, 48 INCH | 28.49
73077-UU-48 | 3388902 | MMCX PLUG TO MMCX PLUG, RG178/U, 48 INCH | 28.49
73078-UU-12 | 3388916 | MMCX PLUG TO SMA BULKHEAD JACK, RG178/U, 12 INCH | 19.39
73078-UU-36 | 3388933 | MMCX PLUG TO SMA BULKHEAD JACK, RG178/U, 36 INCH | 22.49
73082-X-12 | 3388957 | SMA QUICK-CONNECT PLUG TO SMA PLUG, RG142B/U, 12 INCH | 28.49
73082-X-24 | 3388969 | SMA QUICK-CONNECT PLUG TO SMA PLUG, RG142B/U, 24 INCH | 34.69
73082-X-36 | 3388978 | SMA QUICK-CONNECT PLUG TO SMA PLUG, RG142B/U, 36 INCH | 42.89
73082-X-48 | 3388984 | SMA QUICK-CONNECT PLUG TO SMA PLUG, RG142B/U, 48 INCH | 55.09
73082-X-60 | 3388991 | SMA QUICK-CONNECT PLUG TO SMA PLUG, RG142B/U, 60 INCH | 50.99
73083-BB-48 | 3389037 | SMA QUICK-CONNECT PLUG TO SMA QUICK-CONNECT PLUG, RG316/U, 48 INCH | 35.69
73083-BB-60 | 3389043 | SMA QUICK-CONNECT PLUG TO SMA QUICK-CONNECT PLUG, RG316/U, 60 INCH | 34.69
73083-X-12 | 3389055 | SMA QUICK-CONNECT PLUG TO SMA QUICK-CONNECT PLUG, RG142B/U, 12 INCH | 33.69
73083-X-24 | 3389062 | SMA QUICK-CONNECT PLUG TO SMA QUICK-CONNECT PLUG, RG142B/U, 24 INCH | 37.99
73083-X-36 | 3389070 | SMA QUICK-CONNECT PLUG TO SMA QUICK-CONNECT PLUG, RG142B/U, 36 INCH | 47.99
73083-X-48 | 3389081 | SMA QUICK-CONNECT PLUG TO SMA QUICK-CONNECT PLUG, RG142B/U, 48 INCH | 54.99
73083-X-60 | 3389096 | SMA QUICK-CONNECT PLUG TO SMA QUICK-CONNECT PLUG, RG142B/U, 60 INCH | 65.29
73084-0 | 3395306 | TERMINAL JACK, MALE 6-32 (BLACK) | 4.29
73084-2 | 3395314 | TERMINAL JACK, MALE 6-32 (RED) | 4.29
73084-4 | 3395323 | TERMINAL JACK, MALE 6-32 (YELLOW) | 4.29
73084-6 | 3395338 | TERMINAL JACK, MALE 6-32 (BLUE) | 4.29
73085-0 | 3395345 | TERMINAL JACK, MALE 10-32 (BLACK) | 4.29
73085-2 | 3395350 | TERMINAL JACK, MALE 10-32 (RED) | 4.29
73085-4 | 3395361 | TERMINAL JACK, MALE 10-32 (YELLOW) | 4.29
73085-6 | 3395377 | TERMINAL JACK, MALE 10-32 (BLUE) | 4.29
73086-0 | 3395389 | TERMINAL JACK, FEMALE 10-32 (BLACK) | 4.29
73086-2 | 3395392 | TERMINAL JACK, FEMALE 10-32 (RED) | 4.29
73086-4 | 3395404 | TERMINAL JACK, FEMALE 10-32 (YELLOW) | 4.29
73086-6 | 3395419 | TERMINAL JACK, FEMALE 10-32 (BLUE) | 4.29
73087-12-0 | 3395428 | JUMPER TEST LEAD SET (BLACK) | 24.49
73087-12-2 | 3395437 | JUMPER TEST LEAD SET (RED) | 24.49
73087-12-4 | 3395443 | JUMPER TEST LEAD SET (YELLOW) | 24.49
73087-12-6 | 3395455 | JUMPER TEST LEAD SET (BLUE) | 24.49
73087-150-4 | 3395641 | JUMPER TEST LEAD SET (YELLOW) | 43.99
73087-20-4 | 3395634 | JUMPER TEST LEAD SET (YELLOW) | 25.49
73087-210-4 | 3395652 | JUMPER TEST LEAD SET (YELLOW) | 53.99
73087-24-0 | 3395462 | JUMPER TEST LEAD SET (BLACK) | 26.59
73087-24-2 | 3395470 | JUMPER TEST LEAD SET (RED) | 26.59
73087-24-4 | 3395481 | JUMPER TEST LEAD SET (YELLOW) | 26.59
73087-24-6 | 3395496 | JUMPER TEST LEAD SET (BLUE) | 26.59
73087-36-0 | 3395501 | JUMPER TEST LEAD SET (BLACK) | 28.59
73087-36-2 | 3395512 | JUMPER TEST LEAD SET (RED) | 28.59
73087-36-4 | 3395520 | JUMPER TEST LEAD SET (YELLOW) | 28.59
73087-36-6 | 3395535 | JUMPER TEST LEAD SET (BLUE) | 28.59
73087-6-0 | 3395547 | JUMPER TEST LEAD SET (BLACK) | 24.49
73087-6-2 | 3395558 | JUMPER TEST LEAD SET (RED) | 24.49
73087-6-4 | 3395564 | JUMPER TEST LEAD SET (YELLOW) | 24.49
73087-6-6 | 3395573 | JUMPER TEST LEAD SET (BLUE) | 24.49
73087-72-0 | 3395586 | JUMPER TEST LEAD SET (BLACK) | 32.69
73087-72-2 | 3395599 | JUMPER TEST LEAD SET (RED) | 32.69
73087-72-4 | 3395607 | JUMPER TEST LEAD SET (YELLOW) | 32.69
73087-72-6 | 3395618 | JUMPER TEST LEAD SET (BLUE) | 32.69
73087-9-4 | 3395629 | JUMPER TEST LEAD SET (YELLOW) | 23.99
73088-0 | 3439285 | TERMINAL JACK, MALE 8-32, (BLACK) | 4.29
73088-2 | 3439297 | TERMINAL JACK, MALE 8-32, (RED) | 4.29
73088-4 | 3439304 | TERMINAL JACK, MALE 8-32, (YELLOW) | 4.29
73088-6 | 3439319 | TERMINAL JACK, MALE 8-32, (BLUE) | 4.29
73090-0 | 4912046 | BANANA PLUG, QUICK CONNECTION (BLACK) | 8.39
73090-2 | 4912068 | BANANA PLUG, QUICK CONNECTION (RED) | 8.39
73090-4 | 4912093 | BANANA PLUG, QUICK CONNECTION (YELLOW) | 8.39
73090-5 | 4912249 | BANANA PLUG, QUICK CONNECTION (GREEN) | 8.39
73090-6 | 4912260 | BANANA PLUG, QUICK CONNECTION (BLUE) | 8.39
73090-9 | 4912285 | BANANA PLUG, QUICK CONNECTION (WHITE) | 8.39
73091-0 | 4912304 | SHEATHED BANANA PLUG, QUICK CONNECTION (BLACK) | 8.39
73091-2 | 4912337 | SHEATHED BANANA PLUG, QUICK CONNECTION (RED) | 8.39
73092-0 | 4912355 | STACKABLE BANANA PLUG, QUICK CONNECTION (BLACK) | 9.49
73092-2 | 4912867 | STACKABLE BANANA PLUG, QUICK CONNECTION (RED) | 9.49
73092-4 | 4912880 | 73092-4,STACKABLE BANANA PLUG, QUICK CONNECTION (YELLOW) | 9.49
73092-5 | 4912906 | STACKABLE BANANA PLUG, QUICK CONNECTION (GREEN) | 9.49
73092-6 | 4912923 | STACKABLE BANANA PLUG, QUICK CONNECTION (BLUE) | 9.49
73092-9 | 4912945 | 73092-9,STACKABLE BANANA PLUG, QUICK CONNECTION (WHITE) | 9.49
73093-0 | 4912961 | RET. SHEATHED BANANA PLUG, QUICK CONNECTION (BLACK) | 9.49
73093-2 | 4912989 | RET. SHEATHED BANANA PLUG, QUICK CONNECTION (RED) | 9.49
73093-4 | 4913009 | RET. SHEATHED BANANA PLUG, QUICK CONNECTION (YELLOW) | 9.49
73093-5 | 4913027 | RET. SHEATHED BANANA PLUG, QUICK CONNECTION (GREEN) | 9.49
73093-6 | 4913048 | RET. SHEATHED BANANA PLUG, QUICK CONNECTION (BLUE) | 9.49
73093-9 | 4913066 | RET. SHEATHED BANANA PLUG, QUICK CONNECTION (WHITE) | 9.49
73094-0 | 4913082 | TOP LOADING BINDING POST, QUICK CONNECTION (BLACK) | 13.49
73094-2 | 4913100 | TOP LOADING BINDING POST, QUICK CONNECTION (RED) | 13.49
73095-0 | 5103820 | BINDING POST W/4MM SAFETY JACK AND WIRE CONNECTION, BLACK | 15.29
73095-2 | 5103835 | BINDING POST W/4MM SAFETY JACK AND WIRE CONNECTION, RED | 15.29
73096-0 | 5103847 | IN-LINE 4MM SAFETY JACK FOR PCB, BLACK | 9.19
73096-2 | 5103858 | IN-LINE 4MM SAFETY JACK FOR PCB, RED | 9.19
73098-0 | 5103864 | 4MM MOUNTING SAFETY JACK, BLACK | 12.19
73098-2 | 5103873 | 4MM MOUNTING SAFETY JACK, RED | 12.19
73098-6 | 5103886 | 4MM MOUNTING SAFETY JACK, BLUE | 12.19
73099-0 | 5103899 | R/A 4MM MOUNTING SAFETY JACK FOR PCB, BLACK | 9.19
73099-2 | 5103900 | R/A 4MM MOUNTING SAFETY JACK FOR PCB, RED | 9.19
73101-0 | 5103917 | PANEL MOUNT DOUBLE 4MM JACK, BLACK | 15.29
73103-0 | 5103921 | MAXIGRABBER, REINFORCED INSULATION, BLACK | 35.59
73103-2 | 5103939 | MAXIGRABBER, REINFORCED INSULATION, RED | 35.59
73104-0 | 5103942 | DIY INSULATED BNC (M) CONNECTOR, 50 OHM, BLACK | 13.19
73104-2 | 5103956 | DIY INSULATED BNC (M) CONNECTOR, 50 OHM, RED | 13.19
73104-6 | 5103963 | DIY INSULATED BNC (M) CONNECTOR, 50 OHM, BLUE | 13.19
73105 | 5103974 | BNC (M) BREAKOUT TO FLYING LEADS | 15.29
73106-0 | 5103988 | RIGHT-ANGLE MAGNETIC PROBE, BLACK | 35.59
73106-2 | 5103995 | RIGHT-ANGLE MAGNETIC PROBE, RED | 35.59
73106-6 | 5104005 | RIGHT-ANGLE MAGNETIC PROBE, BLUE | 35.59
7519A/POM | 4738376 | TWISTGUARDTM TEST LEADS, 2MM DIA PROBE TIPS (POM) | 33.99
AL-B-12-0 | 1901476 | ALLIG CL PATCH CORD (BLACK) | 6.99
AL-B-12-2 | 1893385 | ALLIG CL PATCH CORD (RED) | 6.99
AL-B-24-0 | 1893563 | ALLIG CL PATCH CORD (BLACK) | 7.29
AL-B-24-2 | 1893616 | ALLIG CL PATCH CORD (RED) | 7.29
AL-B-36-0 | 1893706 | ALLIG CL PATCH CORD (BLACK) | 7.29
AL-B-36-02 | 1893714 | ALLIG CL PATCH CORD (SET) | 14.39
AL-B-36-2 | 1893723 | ALLIG CL PATCH CORD (RED) | 7.29
AL-B-48-0 | 1893848 | ALLIG CL PATCH CORD (BLACK) | 7.89
AL-B-48-2 | 1893853 | ALLIG CL PATCH CORD (RED) | 7.89
AL-B-60-0 | 1893907 | ALLIG CL PATCH CORD (BLACK) | 7.89
AL-B-60-2 | 1893929 | ALLIG CLIP PATCH CORD (RED) | 7.89
AL-B-60-3 | 1893934 | ALLIG CLIP PATCH CORD (ORANGE) | 7.89
B-12-0 | 1894244 | BANANA PLUG PATCH CORD (BLACK) | 5.99
B-12-0# | 1894259 | BANANA PLUG PATCH CORD BULK (BLACK) | 5.99
B-12-1 | 1894267 | BANANA PLUG PATCH CORD (BROWN) | 5.99
B-12-2 | 1894271 | BANANA PLUG PATCH CORD (RED) | 5.99
B-12-2#/BULK | 2158673 | BANANA PLUG PATCH CORD (RED) BULK | 5.99
B-12-3 | 1894298 | BANANA PLUG PATCH CORD (ORANGE) | 5.99
B-12-4 | 1894306 | BANANA PLUG PATCH CORD (YELLOW) | 5.99
B-12-5 | 911433 | BANANA PLUG PATCH CORD (GREEN) | 5.99
B-12-6 | 911438 | BANANA PLUG PATCH CORD (BLUE) | 5.99
B-12-7 | 1894350 | BANANA PLUG PATCH CORD (VIOLET) | 5.99
B-12-8 | 1894361 | BANANA PLUG PATCH CORD (GRAY) | 5.99
B-12-9 | 1894377 | BANANA PLUG PATCH CORD (WHITE) | 5.99
B-18-0 | 1894392 | BANANA PLUG PATCH CORD (BLACK) | 6.09
B-18-0# | 3026228 | BANANA PLUG PATCH CORD (BLACK) BULK | 6.09
B-18-1 | 1894419 | BANANA PLUG PATCH CORD (BROWN) | 6.09
B-18-2 | 1894428 | BANANA PLUG PATCH CORD (RED) | 6.09
B-18-2# | 2422479 | BANANA PLUG PATCH CORD (RED) BULK | 6.09
B-18-3 | 1894443 | BANANA PLUG PATCH CORD (ORANGE) | 6.09
B-18-4 | 1894455 | BANANA PLUG PATCH CORD (YELLOW) | 6.09
B-18-5 | 1894462 | BANANA PLUG PATCH CORD (GREEN) | 6.09
B-18-6 | 1894481 | BANANA PLUG PATCH CORD (BLUE) | 6.09
B-18-7 | 1894496 | BANANA PLUG PATCH CORD (VIOLET) | 6.09
B-18-8 | 1894501 | BANANA PLUG PATCH CORD (GRAY) | 6.09
B-18-9 | 1894512 | BANANA PLUG PATCH CORD (WHITE) | 6.09
B-24-0 | 1894547 | BANANA PLUG PATCH CORD (BLACK) | 6.19
B-24-0# | 1894558 | BANANA PLUG PATCH CORD BULK (BLACK) | 6.19
B-24-02 | 1894573 | BANANA PLUG PATCH CORD (SET) | 12.69
B-24-1 | 1894586 | BANANA PLUG PATCH CORD (BROWN) | 6.19
B-24-2 | 1894599 | BANANA PLUG PATCH CORD (RED) | 6.19
B-24-2# | 2045041 | BANANA PLUG PATCH CORD (RED) BULK | 6.19
B-24-3 | 1894618 | BANANA PLUG PATCH CORD (ORANGE) | 6.19
B-24-4 | 1894629 | BANANA PLUG PATCH CORD (YELLOW) | 6.19
B-24-5 | 1894634 | BANANA PLUG PATCH CORD (GREEN) | 6.19
B-24-5# | 1894641 | BANANA PLUG PATCH CORD BULK (GREEN) | 6.19
B-24-6 | 1894652 | BANANA PLUG PATCH CORD (BLUE) | 6.19
B-24-7 | 1894676 | BANANA PLUG PATCH CORD (VIOLET) | 6.19
B-24-8 | 1894683 | BANANA PLUG PATCH CORD (GRAY) | 6.19
B-24-9 | 1894690 | BANANA PLUG PATCH CORD (WHITE) | 6.19
B-30-0# | 1894713 | BANANA PLUG PATCH CORD (BLACK) MTO BULK | 6.49
B-36-0 | 1894724 | BANANA PLUG PATCH CORD (BLACK) | 6.19
B-36-0# | 1894736 | BANANA PLUG PATCH CORD BULK (BLACK) | 6.19
B-36-02 | 1894751 | BANANA PLUG PATCH CORD (SET) | 12.99
B-36-1 | 1894772 | BANANA PLUG PATCH CORD (BROWN) | 6.19
B-36-2 | 1894785 | BANANA PLUG PATCH CORD (RED) | 6.19
B-36-2# | 1894797 | BANANA PLUG PATCH CORD (RED) BULK | 6.19
B-36-3 | 1894810 | BANANA PLUG PATCH CORD (ORANGE) | 6.19
B-36-4 | 1894822 | BANANA PLUG PATCH CORD (YELLOW) | 6.19
B-36-5 | 1894846 | BANANA PLUG PATCH CORD (GREEN) | 6.19
B-36-6 | 1894868 | BANANA PLUG PATCH CORD (BLUE) | 6.19
B-36-6# | 2096845 | BANANA PLUG PATCH CORD (BLUE) BULK | 6.19
B-36-7 | 1894879 | BANANA PLUG PATCH CORD (VIOLET) | 6.19
B-36-8 | 1894887 | BANANA PLUG PATCH CORD (GRAY) | 6.19
B-36-9 | 1894893 | BANANA PLUG PATCH CORD (WHITE) | 6.19
B-4-0 | 1894916 | BANANA PLUG PATCH CORD (BLACK) | 5.69
B-4-0# | 1894925 | BANANA PLUG PATCH CORD BULK (BLACK) | 5.69
B-4-1 | 1894933 | BANANA PLUG PATCH CORD (BROWN) | 5.69
B-4-2 | 1894940 | BANANA PLUG PATCH CORD (RED) | 5.69
B-4-2# | 1894957 | BANANA PLUG PATCH CORD (RED) BULK | 5.69
B-4-3 | 1894969 | BANANA PLUG PATCH CORD (ORANGE) | 5.69
B-4-4 | 1894978 | BANANA PLUG PATCH CORD (YELLOW) | 5.69
B-4-5 | 1894984 | BANANA PLUG PATCH CORD (GREEN) | 5.69
B-4-6 | 1894991 | BANANA PLUG PATCH CORD (BLUE) | 5.69
B-4-7 | 1895008 | BANANA PLUG PATCH CORD (VIOLET) | 5.69
B-4-8 | 1895013 | BANANA PLUG PATCH CORD (GRAY) | 5.69
B-48-0 | 1895036 | BANANA PLUG PATCH CORD (BLACK) | 6.39
B-48-0# | 1895049 | BANANA PLUG PATCH CORD BULK (BLACK) | 6.39
B-48-1 | 1895051 | BANANA PLUG PATCH CORD (BROWN) | 6.39
B-48-2 | 1895072 | BANANA PLUG PATCH CORD (RED) | 6.39
B-48-2# | 3315214 | BANANA PLUG PATCH CORD (RED) BULK | 6.39
B-48-3 | 1895097 | BANANA PLUG PATCH CORD (ORANGE) | 6.39
B-48-4 | 1895114 | BANANA PLUG PATCH CORD (YELLOW) | 6.39
B-48-5 | 1895138 | BANANA PLUG PATCH CORD (GREEN) | 6.39
B-48-6 | 1895150 | BANANA PLUG PATCH CORD (BLUE) | 6.39
B-48-7 | 1895177 | BANANA PLUG PATCH CORD (VIOLET) | 6.39
B-48-8 | 1895189 | BANANA PLUG PATCH CORD (GRAY) | 6.39
B-48-9 | 1895200 | BANANA PLUG PATCH CORD (WHITE) | 6.39
B-4-9 | 1895024 | BANANA PLUG PATCH CORD (WHITE) | 5.69
B-60-0 | 1895221 | BANANA PLUG PATCH CORD (BLACK) | 6.39
B-60-0# | 1895239 | BANANA PLUG PATCH CORD BULK (BLACK) | 6.39
B-60-1 | 1895242 | BANANA PLUG PATCH CORD (BROWN) | 6.39
B-60-2 | 1895263 | BANANA PLUG PATCH CORD (RED) | 6.39
B-60-3 | 1895288 | BANANA PLUG PATCH CORD (ORANGE) | 6.39
B-60-4 | 1895301 | BANANA PLUG PATCH CORD (YELLOW) | 6.39
B-60-5 | 1895320 | BANANA PLUG PATCH CORD (GREEN) | 6.39
B-60-6 | 1895347 | BANANA PLUG PATCH CORD (BLUE) | 6.39
B-60-7 | 1895364 | BANANA PLUG PATCH CORD (VIOLET) | 6.39
B-60-8 | 1895386 | BANANA PLUG PATCH CORD (GRAY) | 6.39
B-60-9 | 1895402 | BANANA PLUG PATCH CORD (WHITE) | 6.39
B-72-0 | 911847 | BANANA PLUG PATCHCORD (BLACK) | 6.59
B-72-0# | 2725878 | BANANA PLUG PATCHCORD, (BLACK) BULK | 6.59
B-72-1 | 1895440 | BANANA PLUG PATCH CORD (BROWN) | 6.59
B-72-2 | 911854 | TEST LEAD,PVC,PLUG-PLUG,STACKING,RED | 6.59
B-72-2# | 1895469 | BANANA PLUG PATCH CORD (RED) BULK | 6.59
B-72-3 | 1895478 | BANANA PLUG PATCH CORD (ORANGE) | 6.59
B-72-4 | 1895484 | BANANA PLUG PATCH CORD (YELLOW) | 6.59
B-72-5 | 1895504 | BANANA PLUG PATCH CORD (GREEN) | 6.59
B-72-6 | 1895528 | BANANA PLUG PATCH CORD (BLUE) | 6.59
B-72-7 | 1895543 | BANANA PLUG PATCH CORD (VIOLET) | 6.59
B-72-8 | 1895555 | BANANA PLUG PATCH CORD (GRAY) | 6.59
B-72-9 | 1895562 | BANANA PLUG PATCH CORD (WHITE) | 6.59
B-8-0 | 1895570 | BANANA PLUG PATCH CORD (BLACK) | 5.99
B-8-0# | 3026193 | BANANA PLUG PATCH CORD (BLACK) BULK | 5.99
B-8-1 | 1895596 | BANANA PLUG PATCH CORD (BROWN) | 5.99
B-8-2 | 1895603 | BANANA PLUG PATCH CORD (RED) | 5.99
B-8-2# | 3026204 | BANANA PLUG PATCH CORD (RED) BULK | 5.99
B-8-3 | 1895615 | BANANA PLUG PATCH CORD (ORANGE) | 5.99
B-8-4 | 1895626 | BANANA PLUG PATCH CORD (YELLOW) | 5.99
B-8-5 | 1895632 | BANANA PLUG PATCH CORD (GREEN) | 5.99
B-8-6 | 1895644 | BANANA PLUG PATCH CORD (BLUE) | 5.99
B-8-7 | 1895667 | BANANA PLUG PATCH CORD (VIOLET) | 5.99
B-8-8 | 1895671 | BANANA PLUG PATCH CORD (GRAY) | 5.99
B-8-9 | 1895680 | BANANA PLUG PATCH CORD (WHITE) | 5.99
BNC-C-18 | 543637 | CABLE ASSY,COAX,BNC(M),BNC(M),18IN | 24.49
BNC-C-24 | 614339 | CABLE ASSY,COAX,BNC(M),BNC(M),24IN | 24.49
BNC-C-36 | 529057 | CABLE ASSY,COAX, BNC(M), BNC(M), 36IN | 24.49
BNC-C-48 | 1895953 | BNC (M), RG58C/U | 26.49
BNC-C-60 | 1895994 | BNC (M), RG58C/U | 26.49
BNC-C-72 | 529065 | CABLE ASSY,COAX,BNC(M), BNC(M), 72IN | 28.49
CK73041 | 3332101 | CALIBRATION KIT | 779.99
EM1081-120-0# | 4375494 | MINI BANANA PLUG PATCH CORD (BLACK), MTO BULK | 10.69
EM1081-36-3# | 4208980 | MINI BANANA PLUG PATCH CORD (ORANGE) MTO BULK | 10.29
EM1081-36-4# | 3840361 | MINI BANANA PLUG PATCH CORD (YELLOW) MTO BULK | 10.29
EM1081-36-5# | 4208998 | MINI BANANA PLUG PATCH CORD (GREEN) MTO BULK | 10.29
EM1081-36-6# | 4209000 | MINI BANANA PLUG PATCH CORD (BLUE) MTO BULK | 10.29
EM1081-36-9# | 4209017 | MINI BANANA PLUG PATCH CORD (WHITE) MTO BULK | 10.29
EM1081-72-0# | 3526226 | MINI BANANA PLUG PATCH CORD (BLACK), MTO BULK | 9.89
EM1081-72-2# | 3526232 | MINI BANANA PLUG PATCH CORD (RED), MTO BULK | 9.89
EM1126-12-0# | 3185453 | BANANA PLUG/PIN TIP PLUG (BLACK) MTO BULK | 8.99
EM1126-12-2# | 3128964 | BANANA PLUG/PIN TIP PLUG (RED), MTO BULK | 8.99
EM1126-12-9# | 3314727 | BANANA PLUG/PIN TIP PLUG (WHITE), MTO BULK | 10.29
EM1126-24-0# | 3262027 | BANANA PLUG/PIN TIP PLUG (BLACK), MTO BULK | 8.99
EM1126-24-2# | 3262030 | BANANA PLUG/PIN TIP PLUG (RED), MTO BULK | 8.99
EM1126-36-0# | 3185466 | BANANA PLUG/PIN TIP PLUG (BLACK), MTO BULK | 8.99
EM1126-36-2# | 3185475 | BANANA PLUG/PIN TIP PLUG (RED), MTO BULK | 8.99
EM1126-48-0# | 3158598 | BANANA PLUG/PIN TIP PLUG (BLACK) MTO BULK | 9.99
EM1126-48-2# | 3158604 | BANANA PLUG/PIN TIP PLUG (RED) MTO BULK | 9.99
EM1126-60-0# | 3247166 | BANANA PLUG/PIN TIP PLUG (BLACK), MTO BULK | 10.49
EM1126-60-2# | 3303046 | BANANA PLUG/PIN TIP PLUG (RED) MTO BULK | 10.49
EM1166-144-2# | 3379258 | ALLIG CL, BANANA PLUG (RED), MTO BULK | 9.99
EM1166-24-1# | 2799325 | ALLIG CL, BANANA PLUG (BROWN) MTO BULK | 8.99
EM1166-24-3# | 2799492 | ALLIG CL, BANANA PLUG (ORANGE), MTO BULK | 8.99
EM1166-24-4# | 2558225 | ALLIG CL, BANANA PLUG (YELLOW), MTO BULK | 8.99
EM1166-24-5# | 2786497 | ALLIG CL, BANANA PLUG (GREEN), MTO, BULK | 8.99
EM1166-24-6# | 2786505 | ALLIG CL, BANANA PLUG (BLUE), MTO, BULK | 8.99
EM1166-24-7# | 2799333 | ALLIG CL, BANANA PLUG (VIOLET) MTO BULK | 8.99
EM1166-24-8# | 2799340 | ALLIG CL, BANANA PLUG (GRAY) MTO BULK | 8.99
EM1166-60-6# | 4459861 | ALLIG CL, BANANA PLUG (BLUE), MTO, BULK | 9.29
EM1166-60-9# | 4459877 | ALLIG CL, BANANA PLUG (WHITE), MTO, BULK | 9.29
EM1166-96-0# | 2119143 | ALLIG CL, BANANA PLUG (BLACK) MTO BULK | 9.29
EM1166-96-2# | 2119155 | ALLIG CL, BANANA PLUG (RED) MTO BULK | 9.29
EM1167-120# | 3212967 | DBL BANANA, SHIELDED LINE, MTO BULK | 56.09
EM1326-A-120# | 4709498 | DBL BANANA, 2 COND, MTO BULK | 31.69
EM1368-A-72# | 3239949 | BANANA/DBL BANANA PLUG CABLE ASSY, MTO BULK | 36.79
EM1658-T-120# | 4012970 | TYPE N (M), RG214/U MTO BULK | 127.49
EM1658-T-72# | 3303453 | TYPE N (M), RG142B/U MTO BULK | 117.99
EM2247-K-36# | 2531627 | MINI BANANA PLUG, RG174/U, MTO BULK | 28.49
EM2247-K-60# | 4811440 | MINI BANANA PLUG, RG174/U, MTO BULK | 29.99
EM2249-C-1200 | 2111512 | BNC (M), RG58C/U MTO | 107.09
EM2249-E-96# | 3086395 | BNC (M) RG59B/U MTO BULK | 28.49
EM2249-K-600# | 2634152 | BNC (M), RG174/U MTO BULK | 81.59
EM2249-Y-300# | 2748577 | BNC (M), RG223/U MTO BULK | 112.19
EM2249-Y-600# | 2491370 | BNC (M), RG223/U MTO BULK | 219.29
EM2630-12# | 2755353 | BNC (F) TO ALLIGATOR CLIPS 12 INCHES MTO BULK | 16.89
EM2864-12-0# | 2726804 | BANANA PLUG PATCH CORD (BLACK), MTO BULK | 11.79
EM2864-12-2# | 2726819 | BANANA PLUG PATCH CORD (RED, MTO BULK | 11.79
EM2BA-120# | 2509366 | DBL BANANA PLUG, 2 COND MTO BULK | 30.59
EM2BA-1500# | 3520043 | DBL BANANA PLUG, 2 COND MTO BULK | 117.29
EM2BA-240# | 3351123 | DBL BANANA PLUG, 2 COND MTO BULK | 38.79
EM2BA-2400# | 4410910 | DBL BANANA PLUG, 2 COND MTO BULK | 326.39
EM2BA-288# | 3983229 | DBL BANANA PLUG, 2 COND MTO BULK | 40.79
EM2BA-360# | 3984483 | DBL BANANA PLUG, 2 COND MTO BULK | 45.89
EM2BA-600# | 4845757 | ,DBL BANANA PLUG, 2 COND MTO BULK | 50.99
EM2BC-MG-60# | 2503445 | DBL BANANA/MINI CL, RG58C/U MTO BULK | 36.79
EM3014-24-0# | 2571896 | MINI BANANA PLUG PATCH CORD (BLACK) MTO BULK | 8.79
EM3014-24-2# | 2571908 | MINI BANANA PLUG PATCH CORD (RED) MTO BULK | 8.79
EM3014-48-0# | 3052026 | MINI BANANA PLUG PATCH CORD (BLACK), MTO BULK | 8.89
EM3014-48-2# | 3052032 | MINI BANANA PLUG PATCH CORD (RED), MTO BULK | 8.89
EM3542-1# | 3951952 | PIN TIP JACK GOLD PL (BROWN) MTO BULK | 5.79
EM3542-7# | 3188015 | PIN TIP JACK GOLD PL (VIOLET) MTO BULK | 5.79
EM3542-8# | 3951965 | PIN TIP JACK GOLD PL (GRAY) MTO BULK | 5.79
EM3780-12-0# | 4316206 | MINIGRABBER PATCH CORD (BLACK), MTO BULK | 5.09
EM3780-12-2# | 4156456 | MINIGRABBER PATCH CORD (RED), MTO BULK | 5.09
EM3780-24-0# | 4395239 | MINIGRABBER PATCH CORD (BLACK), MTO BULK | 5.29
EM3780-24-2# | 4395242 | MINIGRABBER PATCH CORD (RED), MTO BULK | 5.29
EM3780-8-0 | 2127723 | MINIGRABBER PATCH CORD (BLACK) MTO | 4.99
EM3780-8-2 | 2127738 | MINIGRABBER PATCH CORD (RED) MTO | 4.99
EM3782-12-1# | 3190597 | MINIGRABBER/BANANA PLUG (BROWN), MTO BULK | 9.29
EM3782-12-3# | 3347026 | MINIGRABBER/BANANA PLUG (ORANGE), MTO BULK | 9.29
EM3782-12-7# | 3190627 | MINIGRABBER/BANANA PLUG (VIOLET), MTO BULK | 9.29
EM3782-24-1# | 3190609 | MINIGRABBER/BANANA PLUG (BROWN), MTO BULK | 9.29
EM3782-24-3# | 3190611 | MINIGRABBER/BANANA PLUG (ORANGE), MTO BULK | 9.29
EM3782-24-9# | 3190675 | MINIGRABBER/BANANA PLUG (WHITE), MTO BULK | 9.29
EM3782-36-1# | 3184746 | MINIGRABBER/BANANA PLUG (BROWN), MTO BULK | 9.29
EM3782-36-3# | 3236667 | MINIGRABBER/BANANA PLUG (ORANGE), MTO BULK | 9.29
EM3782-36-7# | 3236680 | MINIGRABBER/BANANA PLUG (VIOLET), MTO BULK | 9.29
EM3782-36-9# | 3129532 | MINIGRABBER/BANANA PLUG (WHITE), MTO BULK | 9.29
EM3782-48-7# | 4820117 | MINIGRABBER/BANANA PLUG (VIOLET), MTO BULK | 9.99
EM3782-48-8# | 4820121 | MINIGRABBER/BANANA PLUG (GRAY), MTO BULK | 9.99
EM3782-60-3# | 4046123 | MINIGRABBER PATCH CORD (ORANGE), MTO BULK | 9.79
EM3782-60-9# | 4046138 | MINIGRABBER PATCH CORD (WHITE), MTO BULK | 9.79
EM3782-72-0# | 3777256 | MINIGRABBER/BANANA PLUG MTO (BLACK) BULK | 10.19
EM3782-72-2# | 3777263 | MINIGRABBER/BANANA PLUG (RED) MTO BULK | 10.19
EM4555-4# | 3315156 | MINIGRABBER (YELLOW), MTO BULK | 4.99
EM4555-5# | 3315163 | MINIGRABBER (GREEN), MTO BULK | 4.99
EM4555-6# | 3271487 | MINIGRABBER (BLUE), MTO BULK | 4.99
EM4619-2# | 2808439 | DBL MIN B-JACK MTG BASE, (RED), MTO BULK | 2.69
EM4650-48-0# | 4746599 | MINIGRABBER/BANANA PLUG (BLACK) MTO BULK | 8.49
EM4650-48-2# | 4746607 | MINIGRABBER/BANANA PLUG (RED) MTO BULK | 8.49
EM4650-60-2# | 2540817 | MINIGRABBER/BANANA PLUG (RED) MTO BULK | 8.69
EM4702-12-0# | 3317052 | BANANA PLUG/BANANA JACK (BLACK), MTO BULK | 8.29
EM4702-12-2# | 3317137 | BANANA PLUG/BANANA JACK (RED), MTO BULK | 8.29
EM4777-C-60# | 3321658 | BNC (M)/GRABBER, RG58C/U, MTO BULK | 33.69
EM4777-K-60# | 3187755 | GRABBER/BNC (M), RG174/U, MTO BULK | 43.89
EM4846-BB-720# | 4417820 | SMA (M), RG316/U, MTO BULK | 265.19
EM4897-9# | 4544277 | BANANA PLUG GOLD PL (WHITE) MTO BULK | 7.09
EM4911A-108-0# | 3303430 | RETR. SHEATH BANANA PLUG (BLACK), MTO BULK | 16.79
EM4911A-108-2# | 3303448 | RETR. SHEATH BANANA PLUG (RED), MTO BULK | 16.79
EM4911A-80-0# | 2158344 | RETR. SHEATH BANANA PLUG (BLACK), MTO BULK | 16.69
EM4911A-80-2# | 2158359 | RETR. SHEATH BANANA PLUG (RED), MTO BULK | 16.69
EM4964-SS-1560# | 4092305 | BNC (M), LOW NOISE MTO BULK | 168.29
EM4964-SS-96# | 3320931 | BNC (M), LOW NOISE, MTO BULK | 42.89
EM4969-20 | 2122685 | BNC (F) WITH 20 AWG LEADS MTO | 11.29
EM4970-24# | 3405325 | BNC (M) WITH 20 AWG LEADS, MTO BULK | 14.29
EM4970-36# | 2786546 | BNC (M), 20AWG LEADS - MTO BULK | 15.29
EM4970-48# | 3002280 | BNC (M) WITH 20 AWG LEADS MTO BULK | 15.29
EM4970-72# | 2760936 | BNC (M), 20AWG LEADS, MTO BULK | 16.39
EM5053-12-0# | 3221727 | MICROGRABBER/BANANA PLUG, (BLACK), MTO BULK | 8.99
EM5053-12-2# | 3221730 | MICROGRABBER/BANANA PLUG, (RED), MTO BULK | 8.99
EM5053-60-3# | 4775485 | MICROGRABBER/BANANA PLUG, (ORANGE) MTO BULK | 12.59
EM5053-60-4# | 4775497 | MICROGRABBER/BANANA PLUG, (YELLOW) MTO BULK | 12.59
EM5053-60-7# | 4500046 | MICROGRABBER/BANANA PLUG, (VIOLET) MTO BULK | 12.59
EM5054-12# | 4709351 | TRIAXIAL (M), BELDEN 9222, MTO BULK | 117.29
EM5054-120 | 2416768 | TRIAXIAL (M), BELDEN 9222 MTO | 142.79
EM5054-240 | 2140558 | TRIAXIAL (M), BELDEN 9222 | 152.99
EM5155-9# | 2408382 | STRESS BOOT, RG58 (WHITE), MTO BULK | 3.39
EM5156-9# | 2447273 | STRESS BOOT, RG59, (WHITE) BULK | 3.39
EM5157-2# | 2402978 | STRESS BOOT, RG174/U (RED) BULK MTO | 3.39
EM5157-4# | 2032296 | STRESS BOOT, RG174 (YELLOW) MTO BULK | 3.39
EM5157-5# | 2476129 | STRESS BOOT, RG174/U (GREEN) BULK MTO | 3.39
EM5157-6# | 2476134 | STRESS BOOT, RG174/U (BLUE) BULK MTO | 3.39
EM5157-8# | 2803955 | STRESS BOOT,RG174 (GRAY), MTO BULK | 3.39
EM5157-9# | 2803970 | STRESS BOOT,RG174 (WHITE), MTO BULK | 3.39
EM5170-9# | 4425250 | BANANA PLUG, 14 AWG (WHITE) MTO BULK | 4.89
EM5223-120# | 2662961 | LUG TRIAX, BELDEN 9222 MTO BULK | 163.19
EM5223-144# | 4907216 | 3 LUG TRIAX, BELDEN 9222 MTO BULK | 167.99
EM5223-240# | 3360406 | 3 LUG TRIAX, BELDEN 9222 MTO BULK | 198.89
EM5223-72# | 4737622 | 3 LUG TRIAX, BELDEN 9222 MTO BULK | 135.69
EM5223-96# | 4737646 | 3 LUG TRIAX, BELDEN 9222 MTO BULK | 142.79
EM5243-4# | 5067455 | SMD GRABBER TEST CLIP, BULK, YELLOW | 4.29
EM5291A-12-0# | 3929927 | MICROVOLT/BANANA PLUG CORD (BLACK), MTO BULK | 24.49
EM5291A-12-2# | 3454221 | MICROVOLT/BANANA PLUG CORD (RED), MTO BULK | 24.49
EM5697-360# | 2574150 | BNC (M) CABLE W/O BOOT MTO BULK | 35.69
EM5697-96# | 3832127 | BNC (M) CABLE W/O BOOT | 18.49
EM5699-6# | 2755348 | TERMINAL STRIP B-JACK 6-32 (BLUE), MTO BULK | 6.89
EM5700-5# | 2741117 | TERMINAL STRIP B-JACK 8-32 (GREEN), MTO BULK | 6.89
EM5700-6# | 3397219 | TERMINAL STRIP B-JACK 8-32 (BLUE), MTO BULK | 6.89
EM5701-5# | 2573967 | TERMINAL STRIP B-JACK (GREEN), MTO BULK | 6.89
EM5701-6# | 3086727 | TERMINAL STRIP B-JACK (BLUE), MTO BULK | 6.89
EM5908A-144 | 2398953 | IEC 1010 TEST LEADS ST/ST MTO | 27.99
EM6244-12-0# | 4799887 | MINI-GBR W/RT ANGLE, IEC1010 (BLACK), MTO BULK | 9.99
EM6244-12-2# | 4799893 | MINI-GBR W/RT ANGLE, IEC1010 (RED), MTO BULK | 9.99
EM6249-48-0# | 3106662 | MINIGBR W/MULTI-STACK - B PLUG (BLACK), MTO BULK | 13.89
EM6249-48-2# | 3106670 | MINIGBR W/MULTI-STACK - B PLUG (RED), MTO BULK | 13.89
EM6250A-120-0# | 3274386 | MINIGRABBER W/ RETR SHEATH B PLUG, (BLACK) MTO BULK | 18.39
EM6250A-120-2# | 3270220 | MINIGRABBER W/ RETR SHEATH B PLUG, (RED) MTO BULK | 18.39
EM6303-72# | 4141445 | KELVIN PROBE, MTO BULK | 127.49
EM6358-360# | 3214789 | DMM TEST LEAD W/RETR SHEATH SET, MTO BULK | 45.99
EM6387-ST-T-4# | 2740151 | BANANA JACK, PANEL TIN, (YELLOW) MTO BULK | 5.49
EM6387-ST-T-5# | 3221681 | BANANA JACK, PANEL TIN, (GREEN), MTO BULK | 5.49
EM6387-ST-T-9# | 3221711 | BANANA JACK, PANEL TIN, (WHITE), MTO BULK | 5.49
EM6441# | 4573552 | HEX NUT 1/4-32, MTO BULK | 0.19
EMAL-B-24-5# | 3391070 | ALLIG CLIP PATCH CORD (GREEN), MTO BULK | 8.99
EMAL-B-24-9# | 3391081 | ALLIG CLIP PATCH CORD (WHITE), MTO BULK | 8.99
EMB-108-0# | 2820630 | BANANA PLUG PATCH CORD (BLACK) MTO BULK | 8.19
EMB-30-2# | 3099599 | BANANA PLUG PATCH CORD (RED) , MTO BULK | 6.49
EMB-30-6# | 3098096 | BANANA PLUG PATCH CORD (BLUE), MTO BULK | 6.49
EMB-30-9# | 3099607 | BANANA PLUG PATCH CORD (WHITE) , MTO BULK | 6.49
EMB-96-0 | 2433481 | BANANA PLUG PATCH CORD (BLACK) MTO | 7.59
EMB-96-2 | 2433496 | BANANA PLUG PATCH CORD (RED) MTO | 7.59
EMBNC-C-156# | 3320681 | BNC (M), RG58C/U MTO BULK | 35.69
EMBNC-C-312# | 3409967 | BNC (M), RG58C/U MTO BULK | 43.89
EMHB-24-3# | 3248804 | BANANA PLUG PATCH CORD (ORANGE), MTO BULK | 15.79
EMHB-24-4# | 3248784 | BANANA PLUG PATCH CORD (YELLOW), MTO BULK | 15.79
EMHB-24-5# | 2716191 | BANANA PLUG PATCH CORD (GREEN) MTO BULK | 15.79
EMHB-24-6# | 3248791 | BANANA PLUG PATCH CORD (BLUE), MTO BULK | 15.79
EMHB-24-7# | 3314711 | BANANA PLUG PATCH CORD (VIOLET) MTO BULK | 15.79
EMHB-24-9# | 2716207 | BANANA PLUG PATCH CORD (WHITE) MTO BULK | 15.79
EMHB-36-1 | 2125713 | BANANA PLUG PATCHCORD (BROWN) MTO | 15.79
EMHB-36-4# | 2734843 | BANANA PLUG PATCH CORD, (YELLOW) MTO BULK | 15.79
EMHB-36-5# | 2716218 | BANANA PLUG PATCH CORD (GREEN) MTO BULK | 15.79
EMHB-36-6# | 2795701 | BANANA PLUG PATCH CORD (BLUE) MTO BULK | 15.79
EMHB-36-8# | 2477236 | BANANA PLUG PATCH CORD (GRAY) MTO BULK | 15.79
EMHB-36-9# | 2716229 | BANANA PLUG PATCH CORD (WHITE) MTO BULK | 15.79
EMHB-48-1 | 2137294 | BANANA PLUG PATCH CORD (BROWN) MTO | 15.79
EMHB-48-3 | 2137307 | BANANA PLUG PATCH CORD (ORANGE) MTO | 15.79
EMHB-48-4 | 2424436 | BANANA PLUG PATCH CORD (YELLOW) MTO | 15.79
EMHB-48-5 | 2424449 | BANANA PLUG PATCH CORD (GREEN) MTO | 15.79
EMHB-48-7 | 2424451 | BANANA PLUG PATCH CORD (VIOLET) MTO | 15.79
EMHB-60-4 | 2411118 | BANANA PLUG PATCH CORD (YELLOW) MTO | 15.79
EMHB-60-7# | 2572063 | BANANA PLUG PATCH CORD - (VIOLET) MTO BULK | 15.79
EMHB-72-3# | 2654440 | BANANA PLUG PATCH CORD (ORANGE), MTO BULK | 16.39
EMHB-72-6# | 2654478 | BANANA PLUG PATCH CORD (BLUE), MTO BULK | 16.39
EMHB-72-9# | 2654504 | BANANA PLUG PATCH CORD (WHITE), MTO BULK | 16.39
EMMG-B-48-0# | 4006851 | MINI CLIP PATCH CORD (BLACK), MTO BULK | 8.19
EMMG-B-48-2# | 4006860 | MINI CLIP PATCH CORD (RED), MTO BULK | 8.19
EMP-12-5# | 5013788 | PIN TIP PLUG PATCH CORD, (GREEN), MTO BULK | 9.29
EMP-12-6# | 3397750 | PIN TIP PLUG PATCH CORD, (BLUE), MTO BULK | 9.29
EMP-192-0# | 4403733 | PIN TIP PLUG PATCH CORD, (BLACK) MTO BULK | 11.29
EMP-192-2# | 4403740 | PIN TIP PLUG PATCH CORD, (RED) MTO BULK | 11.29
EMP-36-5# | 4454147 | PIN TIP PLUG PATCH CORD (GREEN), MTO BULK | 9.69
EMP-4-4# | 4096997 | PIN TIP PLUG PATCH CORD (YELLOW) MTO BULK | 9.19
EMP-4-5# | 5113882 | PIN TIP PLUG PATCH CORD (GREEN) MTO BULK | 9.19
EMP-4-6# | 5113894 | PIN TIP PLUG PATCH CORD (BLUE) MTO BULK | 9.19
EMP-4-9# | 3158136 | PIN TIP PLUG PATCH CORD (WHITE) MTO BULK | 9.19
EMP-60-0# | 3237467 | PIN TIP PLUG PATCH CORD (BLACK), MTO BULK | 10.19
EMP-60-2# | 3237471 | PIN TIP PLUG PATCH CORD (RED), MTO BULK | 10.19
EMP-8-4# | 5113907 | PIN TIP PLUG PATCH CORD (YELLOW) MTO BULK | 9.19
EMP-8-5# | 5113918 | PIN TIP PLUG PATCH CORD (GREEN) MTO BULK | 9.19
EMP-8-6# | 5113929 | PIN TIP PLUG PATCH CORD (BLUE) MTO BULK | 9.19
ESDSET6 | 5206087 | ESD SCREWDRIVER SET, 6-PCS, 1.5, 2.0, 2.5, 3.0, PH0, PH00 | 39.99
HB-12-0 | 1892447 | BANANA PLUG PATCH CORD (BLACK) | 13.59
HB-12-2 | 1892464 | BANANA PLUG PATCH CORD (RED) | 13.59
HB-24-0 | 1892610 | BANANA PLUG PATCH CORD (BLACK) | 13.59
HB-24-2 | 1892631 | BANANA PLUG PATCH CORD (RED) | 13.59
HB-36-0 | 1892756 | BANANA PLUG PATCH CORD (BLACK) | 14.29
HB-36-2 | 1892788 | BANANA PLUG PATCH CORD (RED) | 14.29
HB-48-0 | 1892943 | BANANA PLUG PATCH CORD (BLACK) | 14.29
HB-48-2 | 1892970 | BANANA PLUG PATCH CORD (RED) | 14.29
HB-48-6 | 1893047 | BANANA PLUG PATCH CORD - MTO (BLUE) | 15.49
HB-60-0 | 1893105 | BANANA PLUG PATCH CORD (BLACK) | 14.29
HB-60-2 | 1893131 | BANANA PLUG PATCH CORD (RED) | 14.29
MDP-0 | 1632845 | DOUBLE BANANA PLUG, SOLDERLESS, BLACK | 3.79
MDP-0# | 1893296 | DBL BANANA PLUG BULK PACK (BLACK) | 3.79
MDP-02 | 1893313 | DBL BANANA PLUG W/WIRE GUIDE (SET) | 7.29
MDP-1 | 1893336 | DBL BANANA PLUG (BROWN) | 3.79
MDP-2 | 1632850 | DOUBLE BANANA PLUG, SOLDERLESS, RED | 3.79
MDP-2# | 1893360 | DBL BANANA PLUG BULK PACK (RED) | 3.79
MDP-3 | 1887910 | DBL BANANA PLUG (ORANGE) | 3.79
MDP-3# | 1887922 | DBL BANANA PLUG, BULK PACK (ORANGE) | 3.79
MDP-4 | 1659753 | DOUBLE BANANA PLUG, SOLDERLESS, YELLOW | 3.79
MDP-4# | 1887946 | DBL BANANA PLUG, BULK PACK (YELLOW) | 3.79
MDP-5 | 1887954 | DBL BANANA PLUG (GREEN) | 3.79
MDP-5# | 1887968 | DBL BANANA PLUG, BULK PACK (GREEN) | 3.79
MDP-6 | 1887979 | DBL BANANA PLUG (BLUE) | 3.79
MDP-6# | 1887987 | DBL BANANA PLUG, BULK PACK (BLUE) | 3.79
MDP-7 | 1887993 | DBL BANANA PLUG (VIOLET) | 3.79
MDP-7# | 1888008 | DBL BANANA PLUG, BULK PACK (VIOLET) | 3.79
MDP-8 | 1888013 | DBL BANANA PLUG (GRAY) | 3.79
MDP-8# | 1888024 | DBL BANANA PLUG, BULK PACK (GRAY) | 3.79
MDP-9 | 1888036 | DBL BANANA PLUG (WHITE) | 3.79
MDP-9# | 1888049 | DBL BANANA PLUG, BULK PACK (WHITE) | 3.79
MDP-S-0 | 1632861 | DOUBLE BANANA PLUG WITH SHORTING BAR, BLACK | 5.79
MDP-S-0# | 1888060 | DBL BANANA, SHORTED BULK (BLACK) | 5.79
MDP-S-2 | 1632877 | DOUBLE BANANA PLUG WITH SHORTING BAR, RED | 5.79
MDP-S-2# | 1888085 | DBL BANANA, SHORTED BULK (RED) | 5.79
MDP-S-9 | 1659766 | DOUBLE BANANA PLUG WITH SHORTING BAR, WHITE | 5.79
MDP-S-9# | 1888106 | DBL BANANA, SHORTED BULK (WHITE) | 5.79
MDP-ST | 1996843 | FULL SIZE BANANA PLUG, POMONA #MDP-ST | 5.29
MDP-X | 1888138 | DBL BANANA ISOLATION | 15.79
MG-B-12-0 | 1888150 | MINI CLIP PATCH CORD (BLACK) | 7.09
MG-B-12-2 | 1888177 | MINI CLIP PATCH CORD (RED) | 7.09
MG-B-24-0 | 1888192 | MINI CLIP PATCH CORD (BLACK) | 7.09
MG-B-24-2 | 1888200 | MINI CLIP PATCH CORD (RED) | 7.09
P-12-0 | 1888335 | PIN TIP PLUG PATCH CORD (BLACK) | 8.19
P-12-2 | 1888358 | PIN TIP PLUG PATCH CORD (RED) | 8.19
P-18-0 | 1888440 | PIN TIP PLUG PATCH CORD (BLACK) | 8.99
P-18-2 | 1888457 | PIN TIP PLUG PATCH CORD (RED) | 8.99
P-24-0 | 1888504 | PIN TIP PLUG PATCH CORD (BLACK) | 8.99
P-24-2 | 1888528 | PIN TIP PLUG PATCH CORD (RED) | 8.99
P-36-0 | 1888570 | PIN TIP PLUG PATCH CORD (BLACK) | 8.99
P-36-2 | 1888581 | PIN TIP PLUG PATCH CORD (RED) | 8.99
P-4-0 | 1888667 | PIN TIP PLUG PATCH CORD (BLACK) | 7.59
P-4-2 | 1888671 | PIN TIP PLUG PATCH CORD (RED) | 7.59
P-8-0 | 1888807 | PIN TIP PLUG PATCH CORD (BLACK) | 7.89
P-8-2 | 1888829 | PIN TIP PLUG PATCH CORD (RED) | 7.89
PT080-8-0 | 1889144 | PIN TIP PLUG PATCH CORD (BLACK) | 6.99
PT080-8-2 | 1889159 | PIN TIP PLUG PATCH CORD (RED) | 6.99
1919047 | 4443929 | CABLE, CALIBRATION, 724 SERIAL INTERFACE | 122.99
700G/TRACK | 4123225 | DATA LOGGING CABLE & SOFTWARE | 611.99
709H/TRACK | 4281225 | DATA LOGGING SOFTWARE & CABLE, FLUKE-709H LOOP CALIBRATOR | 407.99
754HCC | 3829410 | HART COMMUNICATION CABLE, 754 | 112.99
BC7217 120 | 668210 | BATTERY CHARGER, NIMH | 305.99
BC-7240 | 4022655 | BATTERY CHARGER, FLUKE 75X | 81.99
BP7235 | 668225 | NIMH BATTERY PACK | 305.99
BP7240 | 4022220 | BATTERY PACK, FLUKE 75X | 203.99
C700 | 606928 | HARD CARRYING CASE (700 SERIES) | 305.99
C799 | 4021731 | FLUKE-75X FIELD SOFT CASE | 163.99
FLK-729 150G | 4856983 | 150 PSI, 10 BAR AUTOMATIC PRESSURE CALIBRATOR | 9179.99
FLK-729 150G FC | 4856894 | 150 PSI, 10 BAR AUTOMATIC PRESSURE CALIBRATOR, W/FC | 9179.99
FLK-729 300G | 4856976 | 300 PSI, 20 BAR AUTOMATIC PRESSURE CALIBRATOR | 9179.99
FLK-729 300G FC | 4856882 | 300 PSI, 20 BAR AUTOMATIC PRESSURE CALIBRATOR, W/FC | 9179.99
FLK-729 30G | 4856990 | 30 PSI, 2 BAR AUTOMATIC PRESSURE CALIBRATOR | 9179.99
FLK-729 30G FC | 4856907 | 30 PSI, 2 BAR AUTOMATIC PRESSURE CALIBRATOR, W/FC | 9179.99
FLK-789/773 BU | 4740387 | FLUKE - 789 AND 773 BUNDLE PACKAGE | 2090.99
FLK-789/IR3000 BU | 4740393 | FLUKE-789 AND IR3000FC BUNDLE PACKAGE | 1050.99
FLUKE-154 US/CAN | 4805616 | HART CALIBRATION ASSISTANT, US, CANADA | 4283.99
FLUKE-700G01 | 4353523 | PRESSURE GAUGE, -10 TO 10 IN H2O | 1091.99
FLUKE-700G02 | 4353538 | PRESSURE GAUGE, 30 IN H2O | 1091.99
FLUKE-700G04 | 4096972 | PRESSURE GAUGE, 15 PSIG | 1091.99
FLUKE-700G05 | 4097514 | PRESSURE GAUGE, 30 PSIG | 1091.99
FLUKE-700G06 | 4097538 | PRESSURE GAUGE, 100 PSIG | 1091.99
FLUKE-700G07 | 4097561 | PRESSURE GAUGE, 500 PSIG | 1091.99
FLUKE-700G08 | 4097592 | PRESSURE GAUGE, 1,000 PSIG | 1091.99
FLUKE-700G10 | 4353654 | PRESSURE GAUGE, 2000 PSIG | 1091.99
FLUKE-700G27 | 4097545 | PRESSURE GAUGE, 300 PSIG | 1091.99
FLUKE-700G29 | 4097605 | PRESSURE GAUGE, 3,000 PSIG | 1091.99
FLUKE-700G30 | 4097610 | PRESSURE GAUGE, 5,000 PSIG | 1091.99
FLUKE-700G31 | 4097622 | PRESSURE GAUGE, 10,000 PSIG | 1091.99
FLUKE-700GA27 | 4353577 | PRESSURE GAUGE, 300 PSIA | 1091.99
FLUKE-700GA4 | 4353545 | PRESSURE GAUGE, 15 PSIA | 1091.99
FLUKE-700GA5 | 4353550 | PRESSURE GAUGE, 30 PSIA | 1091.99
FLUKE-700GA6 | 4353561 | PRESSURE GAUGE, 100 PSIA | 1091.99
FLUKE-700G-HC | 4343680 | 700PTPK AND 700HTPK PRESSURE PUMP CASE | 265.99
FLUKE-700HTH-1 | 2811795 | HYDRAULIC TEST HOSE, 10,000 PSI/690 BAR | 622.99
FLUKE-700HTP-2 | 4096855 | HYDRAULIC TEST PUMP, 10,000 PSI/690 BAR | 1254.99
FLUKE-700HTPK | 4124358 | HYDRAULIC TEST PUMP KIT, 0 TO 10000 PSI/700 BAR | 1601.99
FLUKE-700HTPK2 | 4623314 | PREMIUM HYDRAULIC TEST PUMP KIT | 1662.99
FLUKE-700ILF | 1566730 | IN-LINE FILTER,1 MICRON,100 PSI | 132.99
FLUKE-700-IV | 202561 | CURRENT SHUNT | 428.99
FLUKE-700LTP-1 | 2811763 | LOW-PRESSURE TEST PUMP, 100 PSI/7 BAR | 826.99
FLUKE-700M20TH | 4623338 | PREMIUM M20 PRESSURE TEST HOSE | 571.99
FLUKE-700MTH | 4623345 | PREMIUM METRIC PRESSURE TEST HOSE | 571.99
FLUKE-700PCK | 100062 | PRESSURE MODULE CALIBRATION KIT | 1448.99
FLUKE-700PMP | 617131 | PRESSURE PUMP | 520.99
FLUKE-700PRV-1 | 2811808 | PRESSURE RELIEF VALVE KIT | 724.99
FLUKE-700PTP-1 | 2811774 | PNEUMATIC TEST PUMP. -13 TO 600 PSI | 815.99
FLUKE-700PTPK | 4124364 | PNEUMATIC TEST PUMP KIT, 0 TO 600 PSI/40 BAR | 1070.99
FLUKE-700PTPK2 | 4623306 | PREMIUM PNEUMATIC TEST PUMP KIT | 1356.99
FLUKE-700RG05 | 4353589 | PRESSURE GAUGE, REFERENCE, -14 TO 30 PSIG | 1244.99
FLUKE-700RG06 | 4353592 | PRESSURE GAUGE, REFERENCE, -12 TO 100 PSIG | 1244.99
FLUKE-700RG07 | 4353605 | PRESSURE GAUGE, REFERNCE, -12 TO 500 PSIG | 1244.99
FLUKE-700RG08 | 4353610 | PRESSURE GAUGE, REFERENCE, 1000 PSIG | 1244.99
FLUKE-700RG29 | 4353622 | PRESSURE GAUGE, REFERENCE, 3000 PSIG | 1244.99
FLUKE-700RG30 | 4353631 | PRESSURE GAUGE, REFERENCE, 5000 PSIG | 1244.99
FLUKE-700RG31 | 4353646 | PRESSURE GAUGE, REFERENCE, 10000 PSIG | 1244.99
FLUKE-700SC | 667425 | CABLE ASSEMBLY, SERIAL INTERFACE | 224.99
FLUKE-700TC1 | 620119 | TC MINI-PLUG KIT (TEN TYPES) | 112.99
FLUKE-700TC2 | 620127 | T/C MINI-PLUG KIT TYPE J,K,T,E,R,S | 112.99
FLUKE-700TLK | 3829398 | PROCESS CALIBRATION DELUXE TEST LEAD KIT | 163.99
FLUKE-700TTH10K | 4636393 | PREMIUM PRESSURE TRANSMITTER TEST HOSE KIT, 10K | 673.99
FLUKE-700TTH5K | 4623323 | PREMIUM PRESSURE TRANSMITTER TEST HOSE | 571.99
FLUKE-705 | 665091 | LOOP CALIBRATOR | 897.99
FLUKE-707 | 1617262 | LOOP CALIBRATOR | 948.99
FLUKE-707EX | 2032187 | MA CALIBRATOR | 1417.99
FLUKE-709 | 4234350 | LOOP CALIBRATOR | 1019.99
FLUKE-709H | 4234361 | LOOP CALIBRATOR, W/HART | 1387.99
FLUKE-710 | 4991049 | MA LOOP, VALVE TESTER, W/HART | 2499.99
FLUKE-712B/EN | 4387857 | RTD CALIBRATOR | 1519.99
FLUKE-714B/EN | 4387869 | THERMOCOUPLE CALIBRATOR | 1519.99
FLUKE-715 | 620101 | VOLT/MA CALIBRATOR | 1351.99
FLUKE-717 30G | 662897 | PRESSURE CALIBRATOR, 30 PSIG | 1672.99
FLUKE-717 10000G | 4058813 | PRESSURE CALIBRATOR 10000 PSIG | 1774.99
FLUKE-717 1000G | 2547194 | PRESSURE CALIBRATOR 1000 PSIG | 1672.99
FLUKE-717 100G | 1630430 | PRESSURE CALIBRATOR, 100 PSIG | 1672.99
FLUKE-717 1500G | 2547203 | PRESSURE CALIBRATOR 1500 PSIG | 1774.99
FLUKE-717 15G | 4058808 | PRESSURE CALIBRATOR 15 PSIG | 1672.99
FLUKE-717 1G | 2547166 | PRESSURE CALIBRATOR 1 PSIG | 1672.99
FLUKE-717 3000G | 2547215 | PRESSURE CALIBRATOR 3000 PSIG | 1774.99
FLUKE-717 300G | 2547175 | PRESSURE CALIBRATOR 300 PSIG | 1672.99
FLUKE-717 5000G | 2547232 | PRESSURE CALIBRATOR 5000 PSIG | 1774.99
FLUKE-717 500G | 2547182 | PRESSURE CALIBRATOR 500 PSIG | 1672.99
FLUKE-718 100US | 665080 | PRESSURE CALIBRATOR 100 PSIG USA | 2815.99
FLUKE-718 30US | 665075 | PRESSURE CALIBRATOR 30 PSIG USA | 2815.99
FLUKE-718 1G | 2547148 | PRESSURE CALIBRATOR 1 PSIG | 2815.99
FLUKE-718 300G | 2547153 | PRESSURE CALIBRATOR 300 PSIG | 2815.99
FLUKE-718EX 100 | 2096322 | I.S. PRESSURE CALIBRATOR 100 PSIG | 3937.99
FLUKE-718EX 30 | 2096310 | I.S. PRESSURE CALIBRATOR 30 PSIG | 3937.99
FLUKE-718EX 300 | 3023328 | I.S. PRESSURE CALIBRATOR 300 PSIG | 3937.99
FLUKE-719 100G | 3315344 | ELECTRIC PRESSURE CALIBRATOR, 100 PSI, 7 BAR | 3610.99
FLUKE-719 30G | 3315332 | ELECTRIC PRESSURE CALIBRATOR, 30 PSI, 2 BAR | 3610.99
FLUKE-719PRO-150G | 4353229 | ELECTRIC PRESSURE CALIBRATOR, 150 PSIG | 3886.99
FLUKE-719PRO-300G | 4353234 | ELECTRIC PRESSURE CALIBRATOR, 300 PSIG | 3886.99
FLUKE-719PRO-30G | 4353218 | ELECTRIC PRESSURE CALIBRATOR, 30 PSIG | 3886.99
FLUKE-71X | 3345825 | HOSE KIT ACCESSORY | 132.99
FLUKE-71X-TRAP | 4380747 | TRAP, LIQUID DIRT, GENERIC | 509.99
FLUKE-720RTD | 4366669 | RTD PROBE FOR 721 AND 719PRO | 326.99
FLUKE-720URTDA | 4382695 | UNIVERSAL RTD ADAPTER, FLUKE -719PRO AND FLUKE-721 | 254.99
FLUKE-721-1601 | 4353241 | DUAL SENSOR PRESSURE CALIBRATOR, 16 PSIG, 100 PSIG | 2692.99
FLUKE-721-1603 | 4353283 | DUAL SENSOR PRESSURE CALIBRATOR, 16 PSIG, 300 PSIG | 2692.99
FLUKE-721-1605 | 4353327 | DUAL SENSOR PRESSURE CALIBRATOR, 16 PSIG, 500 PSIG | 2692.99
FLUKE-721-1610 | 4353366 | DUAL SENSOR PRESSURE CALIBRATOR, 16 PSIG, 1000 PSIG | 2692.99
FLUKE-721-1615 | 4353401 | DUAL SENSOR PRESSURE CALIBRATOR, 16 PSIG, 1500 PSIG | 2692.99
FLUKE-721-1630 | 4353447 | DUAL SENSOR PRESSURE CALIBRATOR, 16 PSIG, 3000 PSIG | 2692.99
FLUKE-721-1650 | 4353486 | DUAL SENSOR PRESSURE CALIBRATOR, 16 PSIG, 5000 PSIG | 2692.99
FLUKE-721-3601 | 4353252 | DUAL SENSOR PRESSURE CALIBRATOR, 36 PSIG, 100 PSIG | 2692.99
FLUKE-721-3603 | 4353290 | DUAL SENSOR PRESSURE CALIBRATOR, 36 PSIG, 300 PSIG | 2692.99
FLUKE-721-3605 | 4353330 | DUAL SENSOR PRESSURE CALIBRATOR, 36 PSIG, 500 PSIG | 2692.99
FLUKE-721-3610 | 4353375 | DUAL SENSOR PRESSURE CALIBRATOR, 36 PSIG, 1000 PSIG | 2692.99
FLUKE-721-3615 | 4353412 | DUAL SENSOR PRESSURE CALIBRATOR, 36 PSIG, 1500 PSIG | 2692.99
FLUKE-721-3630 | 4353458 | DUAL SENSOR PRESSURE CALIBRATOR, 36 PSIG, 3000 PSIG | 2692.99
FLUKE-721-3650 | 4353499 | DUAL SENSOR PRESSURE CALIBRATOR, 36 PSIG, 5000 PSIG | 2692.99
FLUKE-721EX-1601 | 4353265 | DUAL SENSOR PRESSURE CALIBRATOR, 16 PSIG, 100 PSIG | 2886.99
FLUKE-721EX-1603 | 4353309 | DUAL SENSOR PRESSURE CALIBRATOR, 16 PSIG, 300 PSIG | 2886.99
FLUKE-721EX-1605 | 4353348 | DUAL SENSOR PRESSURE CALIBRATOR, 16 PSIG, 500 PSIG | 2886.99
FLUKE-721EX-1610 | 4353382 | DUAL SENSOR PRESSURE CALIBRATOR, 16 PSIG, 1000 PSIG | 2886.99
FLUKE-721EX-1615 | 4353420 | DUAL SENSOR PRESSURE CALIBRATOR, 16 PSIG, 1500 PSIG | 2886.99
FLUKE-721EX-1630 | 4353464 | DUAL SENSOR PRESSURE CALIBRATOR, 16 PSIG, 3000 PSIG | 2886.99
FLUKE-721EX-1650 | 4353506 | DUAL SENSOR PRESSURE CALIBRATOR, 16 PSIG, 5000 PSIG | 2886.99
FLUKE-721EX-3601 | 4353276 | DUAL SENSOR PRESSURE CALIBRATOR, 36 PSIG, 100 PSIG | 2886.99
FLUKE-721EX-3603 | 4353311 | DUAL SENSOR PRESSURE CALIBRATOR, 36 PSIG, 300 PSIG | 2886.99
FLUKE-721EX-3605 | 4353353 | DUAL SENSOR PRESSURE CALIBRATOR, 36 PSIG, 500 PSIG | 2886.99
FLUKE-721EX-3610 | 4353394 | DUAL SENSOR PRESSURE CALIBRATOR, 36 PSIG, 1000 PSIG | 2886.99
FLUKE-721EX-3615 | 4353435 | DUAL SENSOR PRESSURE CALIBRATOR, 36 PSIG, 1500 PSIG | 2886.99
FLUKE-721EX-3630 | 4353473 | DUAL SENSOR PRESSURE CALIBRATOR, 36 PSIG, 3000 PSIG | 2886.99
FLUKE-721EX-3650 | 4353514 | DUAL SENSOR PRESSURE CALIBRATOR, 36 PSIG, 5000 PSIG | 2886.99
FLUKE-724 | 1553041 | TEMPERATURE CALIBRATOR | 2549.99
FLUKE-725 US | 664133 | MULTIFUNCTION PROCESS CALIBRATOR | 3059.99
FLUKE-725EX | 2098179 | I.S. MULTIFUNCTION PROCESS CALIBRATOR | 4385.99
FLUKE-726 | 2452080 | PRECISION MULTIFUNCTION CALIBRATOR | 4079.99
FLUKE-729/750SW BU | 4972518 | FLUKE-729 300G FC AND DPCTRACK2 BUNDLE | 11219.99
FLUKE-750P00 | 4352270 | PRESSURE MODULE, 0 TO 1 INCH H2O (0 TO 2.5 MBAR), (0 TO 0.25 KPA) | 1978.99
FLUKE-750P01 | 4352281 | PRESSURE MODULE, 0 TO 10 INCH H2O (0 TO 25 MBAR),(0 TO 2.5 KPA) | 1713.99
FLUKE-750P01EX | 4558658 | PRESSURE MODULE, 0 TO 10 INCH H2O (0 TO 25 MBAR), (0 TO 2.5 KPA) | 2447.99
FLUKE-750P02 | 4352750 | PRESSURE MODULE, 0 TO 1 (0 TO 70 MBAR), (0 TO 7 KPA) | 1713.99
FLUKE-750P03 | 4352738 | PRESSURE MODULE, 0 TO 5 (0 TO 350 MBAR), (0 TO 35 KPA) | 1713.99
FLUKE-750P04 | 4352313 | PRESSURE MODULE, 0 TO 15 (0 TO 1 BAR), (0 TO 100 KPA) | 1713.99
FLUKE-750P05 | 4352336 | PRESSURE MODULE, 0 TO 30 (0 TO 2 BAR), (0 TO 200 KPA) | 1713.99
FLUKE-750P05EX | 4558664 | PRESSURE MODULE, 0 TO 30 (0 TO 2 BAR), (0 TO 200 KPA) | 2447.99
FLUKE-750P06 | 4352349 | PRESSURE MODULE, 0 TO 100 (0 TO 7 BAR), (0 TO 700 KPA) | 1713.99
FLUKE-750P06EX | 4558673 | PRESSURE MODULE, 0 TO 100 (0 TO 7 BAR), (0 TO 700 KPA) | 2447.99
FLUKE-750P07 | 4352360 | PRESSURE MODULE, 0 TO 500 (0 TO 35 BAR), (0 TO 3500 KPA) | 1713.99
FLUKE-750P08 | 4352372 | PRESSURE MODULE, 0 TO 1000 (0 TO 70 BAR), (0 TO 7000 KPA) | 1713.99
FLUKE-750P09 | 4352385 | PRESSURE MODULE, 0 TO 1500 (0 TO 100 BAR), (0 TO 10 MPA) | 1713.99
FLUKE-750P09EX | 4558725 | PRESSURE MODULE, 0 TO 1500 (0 TO 100 BAR), (0 TO 10 MPA) | 2447.99
FLUKE-750P2000 | 4352397 | PRESSURE MODULE, 0 TO 2000 (0 TO 140 BAR), (0 TO 14 MPA) | 1713.99
FLUKE-750P22 | 4352296 | PRESSURE MODULE, 0 TO 1 (0 TO 70 MBAR), (0 TO 7 KPA) | 1713.99
FLUKE-750P23 | 4352308 | PRESSURE MODULE, 0 TO 5 (0 TO 350 MBAR), (0 TO 35 KPA) | 1713.99
FLUKE-750P24 | 4352324 | PRESSURE MODULE, 0 TO 15 (0 TO 1 BAR), (0 TO 100 KPA) | 1713.99
FLUKE-750P24EX | 4558686 | PRESSURE MODULE, 0 TO 15 (0 TO 1 BAR), (0 TO 100 KPA) | 2447.99
FLUKE-750P27 | 4352351 | PRESSURE MODULE, 0 TO 300 (0 TO 20 BAR), (0 TO 2000 KPA) | 1713.99
FLUKE-750P27EX | 4558699 | PRESSURE MODULE, 0 TO 300 (0 TO 20 BAR), (0 TO 2000 KPA) | 2447.99
FLUKE-750P29 | 4352403 | PRESSURE MODULE, 0 TO 3000 (0 TO 200 BAR), (0 TO 20 MPA) | 2498.99
FLUKE-750P29EX | 4558702 | PRESSURE MODULE, 0 TO 3000 (0 TO 200 BAR), (0 TO 20 MPA) | 3569.99
FLUKE-750P30 | 4352415 | PRESSURE MODULE, 0 TO 5000 (0 TO 340 BAR), (0 TO 34 MPA) | 2498.99
FLUKE-750P31 | 4352426 | PRESSURE MODULE, 0 TO 10000 (0 TO 700 BAR), (0 TO 70 MPA) | 2498.99
FLUKE-750P3IN | 4555281 | PRESSURE MODULE, 0 TO 3 INCH H2O (0 TO 7.5 MBAR) | 1713.99
FLUKE-750P5IN | 4555296 | PRESSURE MODULE, 0 TO 5 INCH H2O (0 TO 12.5 MBAR) | 1713.99
FLUKE-750PA27 | 4352471 | PRESSURE MODULE, 0 TO 300 (0 TO 20 BAR), (0 TO 2000 KPA) | 1917.99
FLUKE-750PA3 | 4352432 | PRESSURE MODULE, 0 TO 5 (0 TO 350 MBAR), (0 TO 35 KPA) | 1917.99
FLUKE-750PA4 | 4352444 | PRESSURE MODULE, 0 TO 15 (0 TO 1 BAR), (0 TO 100 KPA) | 1917.99
FLUKE-750PA4EX | 4558716 | PRESSURE MODULE, 0 TO 15 (0 TO 1 BAR), (0 TO 100 KPA) | 2651.99
FLUKE-750PA5 | 4352459 | PRESSURE MODULE, 0 TO 30 (0 TO 2 BAR), (0 TO 200 KPA) | 1917.99
FLUKE-750PA6 | 4352467 | PRESSURE MODULE, 0 TO 100 (0 TO 7 BAR), (0 TO 700 KPA) | 1917.99
FLUKE-750PA7 | 4352480 | PRESSURE MODULE, 0 TO 500 (0 TO 35 BAR), (0 TO 3500 KPA) | 1917.99
FLUKE-750PA8 | 4352498 | PRESSURE MODULE, 0 TO 1000 (0 TO 70 BAR), (0 TO 7000 KPA) | 1917.99
FLUKE-750PA9 | 4352500 | PRESSURE MODULE, 0 TO 1500 (0 TO 100 BAR), (0 TO 10 MPA) | 1917.99
FLUKE-750PD10 | 4352556 | PRESSURE MODULE, -10 TO 10 (-0.7 TO 0.7 BAR), (-70 TO 70 KPA) | 1917.99
FLUKE-750PD2 | 4352539 | PRESSURE MODULE, -1 TO 1 (-70 TO 70 MBAR), (-7 TO 7 KPA) | 1917.99
FLUKE-750PD27 | 4352616 | PRESSURE MODULE, -15 TO 300 (-1 TO 20 BAR), (-100 TO 2000 KPA) | 1917.99
FLUKE-750PD3 | 4352542 | PRESSURE MODULE, -5 TO 5 (-350 TO 350 MBAR), (-35 TO 35 KPA) | 1917.99
FLUKE-750PD4 | 4352563 | PRESSURE MODULE, -15 TO 15 (-1 TO 1 BAR), (-100 TO 100 KPA) | 1917.99
FLUKE-750PD5 | 4352574 | PRESSURE MODULE, -15 TO 30 (-1 TO 2 BAR), (-100 TO 200 KPA) | 1917.99
FLUKE-750PD50 | 4352588 | PRESSURE MODULE, -15 TO 50 (-1 TO 3.5 BAR), (-100 TO 350 KPA) | 1917.99
FLUKE-750PD6 | 4352595 | PRESSURE MODULE, -15 TO 100 (-1 TO 7 BAR), (-100 TO 700 KPA) | 1917.99
FLUKE-750PD7 | 4352602 | PRESSURE MODULE, -15 TO 200 (-1 TO 14 BAR), (-100 TO 1400 KPA) | 1917.99
FLUKE-750PV3 | 4352517 | PRESSURE MODULE, -5 (-350 MBAR), (-35 KPA) | 1917.99
FLUKE-750PV4 | 4352521 | PRESSURE MODULE, -15 (-1 BAR), (-100 KPA) | 1917.99
FLUKE-750R04 | 4352625 | PRESSURE MODULE, 0 TO 15 (0 TO 1 BAR) (0 TO 100 KPA) | 1917.99
FLUKE-750R06 | 4352633 | PRESSURE MODULE, 0 TO 100 (0 TO 7 BAR), (0 TO 700 KPA) | 1917.99
FLUKE-750R07 | 4352657 | PRESSURE MODULE, 0 TO 500 (0 TO 35 BAR), (0 TO 3500 KPA) | 1917.99
FLUKE-750R08 | 4352669 | PRESSURE MODULE, 0 TO 1000 (0 TO 70 BAR), (0 TO 7000 KPA) | 1917.99
FLUKE-750R27 | 4352640 | PRESSURE MODULE, 0 TO 300 (0 TO 20 BAR), (0 TO 2000 KPA) | 1917.99
FLUKE-750R29 | 4352678 | PRESSURE MODULE, 0 TO 3000 (0 TO 200 BAR), (0 TO 20 MPA) | 2699.99
FLUKE-750R30 | 4352684 | PRESSURE MODULE, 0 TO 5000 (0 TO 340 BAR), (0 TO 34 MPA) | 2699.99
FLUKE-750R31 | 4352691 | PRESSURE MODULE, 0 TO 10000 (0 TO 700 BAR), (0 TO 700 MPA) | 2699.99
FLUKE-750RD27 | 4352723 | PRESSURE MODULE, -12 TO 300 (-0.8 TO 20 BAR), (-80 TO 2000 KPA) | 2121.99
FLUKE-750RD5 | 4352706 | PRESSURE MODULE, -15 TO 30 (-1 TO 2 BAR), (-100 TO 200 KPA) | 2121.99
FLUKE-750RD6 | 4352714 | PRESSURE MODULE, -12 TO 100 (-0.8 TO 7 BAR), (-80 TO 700 KPA) | 2121.99
FLUKE-750SW | 4090343 | DPC/TRACK2 | 4079.99
FLUKE-753 | 3977641 | DOCUMENTING PROCESS CALIBRATOR, NON BUS | 6578.99
FLUKE-754 | 3405771 | DOCUMENTING PROCESS CALIBRATOR | 8039.99
FLUKE-754/154 BU | 4816043 | FLUKE-754/154 BUNDLE W/RUGGED CASE | 10199.99
FLUKE-754/750SW BU | 4465547 | FLUKE-754 DPC AND 750SW DPCTRACK2 BUNDLE PACKAGE | 10199.99
FLUKE-771 | 2646347 | MILLIAMP PROCESS CLAMP METER | 744.99
FLUKE-772 | 3362352 | MILLIAMP PROCESS CLAMP METER | 1101.99
FLUKE-773 | 3362365 | MILLIAMP PROCESS CLAMP METER | 1397.99
FLUKE-773 CAL | 5160682 | MILLIAMP PROCESS CLAMP METER, CAL TRACEABLE W DATA | 1534.99
FLUKE-787B | 4777186 | PROCESSMETER | 969.99
FLUKE-787B CAL | 5160609 | PROCESSMETER, CAL TRACEABLE W DATA | 1197.99
FLUKE-789 | 1633984 | PROCESSMETER | 1069.99
FLUKE-789 CAL | 5160611 | PROCESSMETER, CAL TRACEABLE W DATA | 1332.99
FLUKE-789/T3000 FC | 4489241 | FLUKE CONNECT PROCESSMETER/TEMP MEASURE KIT | 1376.99
FLUKE-7XX CABLE | 4401616 | USB, 5 PIN LEMO, SGL 6FT | 203.99
FLUKE-GAUGEPAK | 5204166 | MAGNETIC HANGER KIT FOR PRESSURE GAUGE | 71.99
HART DRYWELL CABLE | 2111088 | CABLE KIT, HART DRYWELL CONTROL | 203.99
RPK718 | 2733137 | REPLACEMENT PUMP KIT FOR FLUKE-718 | 1121.99
80I-110S | 114519 | AC/DC CURRENT PROBE, SCOPEMETER(R) | 869.99
AS400 | 3894880 | PROBE ACCESSORY SET, FOR VPS400 PROBES | 140.99
BB120 | 646171 | SET OF 2 BANANA TO BNC ADAPTOR | 42.99
BB120-IV | 4973923 | SET OF 2 BANANA TO BNC ADAPTER | 42.99
BC190/830 | 4821057 | REPL POWER ADAPTER, SMPS LEVEL-VI UNIVERSAL 190 SERIES | 161.99
BHT190 | 3379374 | BUS HEALTH TEST ADAPTER, DB-9 AND M-12 | 649.99
BP120MH | 2544081 | RECHARGEABLE BATTERY PACK FOR 43, 43B & 123 | 142.99
BP190 | 677390 | NIMH BATTERY PACK | 193.99
BP290 | 4025762 | LI-ION BATT PACK SINGLE CAP 190-SERIESII | 269.99
BP291 | 3894688 | LI-ION BATTERY PACK, DOUBLE CAPACITY, FLUKE 190-SERIESII | 376.99
C120 | 646189 | HARD CARRYING CASE FOR 120 SERIES | 140.99
C120B | 4744391 | SOFT CARRYING CASE FOR 120B SERIES | 140.99
C125 | 646858 | COMPACT SOFT CASE 120 SERIES | 42.99
C190 | 677401 | HARDCASE SM 190 SERIES | 218.99
C195 | 677408 | SOFTCASE | 193.99
C290 | 3894803 | HARD-SHELL CARRYING CASE | 269.99
CS20MA | 677393 | CURRENT SHUNT 4-20MA | 106.99
EBC290 | 3894906 | EXTERNAL BATT.CHARGER, LI-ION BATT.BP290-SERIES | 140.99
FLUKE-123B/NA | 4755667 | INDUSTRIAL SCOPEMETER 20MHZ, N AMERICA | 1635.99
FLUKE-123B/NA/S | 4755909 | INDUSTRIAL SCOPEM+SCC 20MHZ, N AMERICA | 2039.99
FLUKE-124B/NA | 4755746 | INDUSTRIAL SCOPEMETER 40MHZ, N AMERICA | 2195.99
FLUKE-124B/NA/S | 4755982 | INDUSTRIAL SCOPEM+SCC 40MHZ, N AMERICA | 2625.99
FLUKE-125B/NA | 4755829 | INDUSTRIAL SCOPEMETER 40MHZ, N AMERICA | 2755.99
FLUKE-125B/NA/S | 4756068 | INDUSTRIAL SCOPEM+SCC 40MHZ, N AMERICA | 3205.99
FLUKE-190-062/AM | 4025180 | SCOPEMETER 2CH 60MHZ COL AMERICAS | 3569.99
FLUKE-190-062/AM/S | 4025253 | SCOPEMETER 2CH 60MHZ COL AMERICAS SCC | 4045.99
FLUKE-190-102/AM | 4025334 | SCOPEMETER 2CH 100MHZ COL AMERICAS | 4045.99
FLUKE-190-102/AM/S | 4025408 | SCOPEMETER 2CH 100MHZ COL AMERICAS SCC | 4489.99
FLUKE-190-104/AM | 3894569 | SCOPEMETER 4 CHANNEL 100 MHZ COLOR AMERICAS | 4589.99
FLUKE-190-104/AM/S | 3894639 | SCOPEMETER 4 CHANNEL 100 MHZ COLOR AMERI SCC | 5029.99
FLUKE-190-202/AM | 4025485 | SCOPEMETER 2CH 200MHZ COL AMERICAS | 4489.99
FLUKE-190-202/AM/S | 4025579 | SCOPEMETER 2CH 200MHZ COL AMERICAS SCC | 4919.99
FLUKE-190-204/AM | 3894427 | SCOPEMETER 4 CHANNEL 200 MHZ COLOR AMERICAS | 5255.99
FLUKE-190-204/AM/S | 3894494 | SCOPEMETER 4 CHANNEL 200 MHZ COLOR AMERI SCC | 5685.99
FLUKE-190-502/AM | 4025645 | SCOPEMETER 2CH 500MHZ COL AMERICAS | 5915.99
FLUKE-190-502/AM/S | 4025719 | SCOPEMETER 2CH 500MHZ COL AMERICAS SCC | 6325.99
FLUKE-190-504/AM | 4419882 | SCOPEMETER 4CH 500MHZ COLOR AMERICAS | 5915.99
FLUKE-190-504/AM/S | 4419952 | SCOPEMETER 4CH 500MHZ COLOR AMERICAS SCC | 6325.99
FLUKE-190-504/UN | 4419929 | SCOPEMETER 4CH 500MHZ COLOR UNIVERSAL | 5915.99
FLUKE-190-504/UN/S | 4419990 | SCOPEMETER 4CH 500MHZ COLOR UNI SCC | 6325.99
FLUKE-MDA-510 | 4984691 | MOTOR DRIVE ANALYZER, 4CHAN COLOR | 6835.99
FLUKE-MDA-550 | 4984706 | MOTOR DRIVE ANALYZER, 4CHAN COLOR, PRO | 7879.99
HC120 | 646668 | SET OF 2 HOOK CLIPS | 48.99
HC120-IV | 4950886 | SET OF 2 HOOK CLIPS | 48.99
HC200 | 2086410 | HOOK CLIP SET, 2 RED 2 GRAY | 48.99
HH290 | 3894844 | HANGING HOOK, SCOPEMETER 190-SERIESII | 96.99
MA190 | 1567481 | SCMTR MEDICAL ACC KIT | 431.99
OC4USB | 2166266 | USB CABLE FOR SCOPEMETER 12X,19X,PQA,43X | 215.99
PM8907/830 | 4328690 | REPL POWER ADAPTER UNIVERSAL L6 | 157.99
PM9080/101 | 1641983 | OPTICAL TO RS232 INTERFACE ADAPTER | 269.99
PM9081/001 | 916093 | DUAL BANANA PLUG TO FEM. BNC ADAPTER | 53.99
PM9082/001 | 916163 | BANANA JACK TO MALE BNC ADAPTER | 53.99
PM9091/001 | 935598 | 1.5M (5FT) SAFETY DESIGNED COAX CABLE | 107.99
PM9092/001 | 935601 | 0.5M (1.5FT) SFTY DESIGNED COAX CABLE | 96.99
PM9093/001 | 935593 | SAFETY DESIGNED BNC T-CONNECTOR | 74.99
PM9096/201 | 651742 | SECONDARY PICK UP 1000:1 | 381.99
RS120-III | 4023947 | REPLACEMENT ACCESSORIES FOR STL120-III | 140.99
RS400 | 3894867 | PROBE ACCESSORY REPLACEMENT SET, FOR VPS400 PROBES | 161.99
RS421 | 5034726 | REPLACEMENT ACCESSORIES FOR VPS421 | 99.99
RS500 | 4025886 | PROBE ACCESS.REPL.SET FOR VPS500 PROBES | 194.99
SB-500 | 5011046 | SHAFT BRUSHES SET, REPL.BRUSHES FOR SVS-500 AND MDA-500 | 313.99
SCC 128 | 2100199 | AUTOMOTIVE ACC KIT 120 SERIES | 869.99
SCC 198 | 2100208 | AUTOMOTIVE ACC KIT 190 SERIES | 1125.99
SCC120B | 4744423 | ACCESSORY KIT 120B SERIES | 483.99
SCC120E | 646684 | SOFTWARE & CABLE CARR.CASE120 SERIES | 483.99
SCC190EFG | 671826 | SW & CABLE CARRYING CASE | 655.99
SCC290 | 3894826 | SOFTWARE, CARRYING CASE KIT | 539.99
SCC298 | 4138312 | AUTOMOTIVE TROUBLESHOOTING KIT 190-SERIES-II | 1085.99
SP120B | 4744414 | SCREEN PROTECTOR FOR 120B SERIES | 42.99
STL120-III | 4023901 | SHIELDED TEST LEAD SET, 12.5MHZ,1.2M | 161.99
STL120-IV | 4744340 | SHIELDED TEST LEAD SET 600V CAT IV | 162.99
STL90 | 201233 | SHIELDED TESTLEAD SET - STL90 | 269.99
SVS-500 | 5011031 | SHAFT VOLTAGE SET AND MAGNETIC BASE | 418.99
SW90W | 3894923 | FLUKEVIEW SCOPEMETER | 323.99
TAS90 | 614187 | SHIELDED TEST LEAD ACC. SET | 86.99
TRM50 | 4025864 | 50 OHM FEED-THROUGH TERMINATOR BNC | 215.99
UA120 | 4744384 | USB CONNECTOR ADAPTER | 42.99
VPS101 | 3086317 | 1:1 VOLTAGE PROBE SET,BLACK,30 MHZ,1.2M | 215.99
VPS210-G | 3086247 | 10:1 VOLTAGE PROBE SET, GREY, 200 MHZ, 1.2M, | 215.99
VPS210-R | 3086235 | 10:1 VOLTAGE PROBE SET, RED, 200 MHZ, 1.2M, | 215.99
VPS212-G | 3086286 | 10:1 VOLTAGE PROBE SET,GREY,200 MHZ,2.5M | 215.99
VPS212-R | 3086273 | 10:1 VOLTAGE PROBE SET,RED,200 MHZ,2.5M | 215.99
VPS220-G | 3086300 | 100:1 VOLTAGE PROBE SET,GREY,200 MHZ,1.2M | 215.99
VPS220-R | 3086299 | 100:1 VOLTAGE PROBE SET,RED,200 MHZ,1.2M | 215.99
VPS40-III | 4023920 | VOLTAGE PROBE 10:1 40 MHZ BLACK, 1.2M | 161.99
VPS41 | 4744378 | VOLTAGE PROBE SET 40 MHZ 600V CAT IV | 162.99
VPS410-II-B | 4276937 | INDUS.VOLT.PROBE SET 500MHZ 10:1 BLUE | 215.99
VPS410-II-G | 4276943 | INDUS.VOLT.PROBE SET 500MHZ 10:1 GRAY | 215.99
VPS410-II-R | 4276928 | INDUS.VOLT.PROBE SET 500MHZ 10:1 RED | 215.99
VPS410-II-V | 4276955 | INDUS.VOLT.PROBE SET 500MHZ 10:1 GREEN | 215.99
VPS420-V | 4411583 | VOLTAGE PROBE SET GREEN 150 MHZ 100:1 2000V (1000V CAT III TO EARTH) | 269.99
VPS421-B | 5014286 | VOLT. PROBE SET BLUE-BLK 4MM 150 MHZ 100:1 2000V-1000V CAT III TO EARTH | 262.99
VPS421-G | 5014273 | VOLT. PROBE SET GREY-BLK 4MM 150 MHZ 100:1 2000V-1000V CAT III TO EARTH | 262.99
VPS421-R | 5014264 | VOLT. PROBE SET RED-BLK 4MM 150 MHZ 100:1 2000V-1000V CAT III TO EARTH | 262.99
VPS421-V | 5014299 | VOLT. PROBE SET GRN-BLK 4MM 150 MHZ 100:1 2000V-1000V CAT III TO EARTH | 262.99
VPS510-B | 4025796 | VOLT.PROBE SET 500MHZ 10:1 BLUE | 215.99
VPS510-G | 4025801 | VOLT.PROBE SET 500MHZ 10:1 GRAY | 215.99
VPS510-R | 4025781 | VOLT.PROBE SET 500MHZ 10:1 RED | 215.99
VPS510-V | 4025812 | VOLT.PROBE SET 500MHZ 10:1 GREEN | 215.99
FLK-3561 FC 3YR | 5012657 | VIBRATION SENSOR 3YR EXPANSION KIT W/SW | 1863
FLK-3561 FC KIT | 4978160 | VIBRATION SENSOR EXPANSION KIT W/SW | 1014
FLK-3561/3502 FC | 5009268 | VIBRATION SENSOR STARTER KIT W/SW | 1138
FLK-3561/3502 FC 3YR | 5012640 | VIBRATION SENSOR 3 YR STARTER KIT W/SW | 1992
FLUKE 3502FC | 4945034 | GATEWAY EN,FR,DE | 129
FLUKE-3540 FC KIT | 4948724 | 3PHASE PWR MONITOR&CONDITION MONITORING | 3343
FLUKE-CXT 3500 | 4811852 | RUGGED HARD CASE WITH FOAM INSERT | 258
FLUKE-67 MAX/AM | 5223603 | IR THERMOMETER (AMERICAS) | 49.99
FLK-FS100 | 5246919 | THERMAL IMAGER FEBRILE SCREENING SYSTEM; HS1; 60 HZ | 14999.99
FL62MAX+/323/1AC | 4296076 | KIT WITH FLUKE-62MAX+/323/1AC | 350.19
FL62MAX+/T+PRO/1AC | 4296083 | KIT WITH FLUKE-62MAX+/T+PRO/1AC / C115 SOFTCASE | 350.19
FLUKE- 561 | 5065882 | IR THERMOMETER (AMERICAS) | 242.04
FLUKE- 572-2 | 5065952 | DUAL LASER IR THERMOMETER (AMERICAS) | 968.19
FLUKE-51-2 60HZ | 674686 | SINGLE INPUT THERMOMETER, 60HZ NOISE REJECTION | 350.19
FLUKE-51-2 CAL | 5160551 | SGL INPT THERMMTR, 60HZ NOISE REJECT, CAL TRCBLE W DATA | 529.41
FLUKE-52-2 60HZ | 674689 | DUAL INPUT THERMOMETER, 60HZ NOISE REJECTION | 422.29
FLUKE-52-2 CAL | 5160648 | DUAL INPT THERM, 60HZ NOISE REJ, CAL TRACEABLE W DATA | 601.51
FLUKE-53-2 B 60HZ | 3821062 | SINGLE INPUT THERMOMETER W/USB RECORDING, 60HZ NOISE REJECTION | 473.79
FLUKE-54-2 B 60HZ | 3821070 | DUAL INPUT THERMOMETER W/ USB RECORDING, 60HZ NOISE REJECTION | 535.59
FLUKE-561 CAL | 5160585 | IR THERMOMETER, CAL TRACEABLE W DATA | 491.3
FLUKE-566 | 2837799 | IR THERMOMETER | 422.29
FLUKE-568 | 2837806 | IR THERMOMETER | 473.79
FLUKE-568EX/ETL | 4321655 | INTRINSIC SAFE IR THERMOMETER, ETL APPROVAL | 1812.79
FLUKE-59 MAX NA | 4393777 | IR THERMOMETER, 8:1 D:S NA | 97.84
FLUKE-59 MAX+ NA | 4393789 | IR THERMOMETER, 10:1 D:S NA | 108.14
FLUKE-62 MAX | 5065894 | IP54 IR THERMOMETER (AMERICAS) | 118.44
FLUKE-62 MAX + | 5065907 | IP54 IR THERMOMETER (AMERICAS) | 185.39
FLUKE-62MAX CAL | 5160442 | IP54 IR THERMOMETER, CAL TRACEABLE W DATA | 283.24
FLUKE-64 MAX | 4856105 | IR THERMOMETER | 236.89
RAYMT4U | 2442328 | MINI-TEMP | 113.29
RAYMTAPK | 2474367 | MINITEMP ACCESSORY KIT W/WRIST STRAP & POUCH | 21.99
CP-TIX1000-1YX | 4682064 | 1 YEAR WARRANTY EXTENSION FOR TIX1000 INFRARED CAMERA | 2299.99
CP-TIX1000-2YX | 4682058 | 2 YEAR WARRANTY EXTENSION FOR TIX1000 INFRARED CAMERA | 4599.98
CP-TIX640-1YX | 4682105 | 1 YEAR WARRANTY EXTENSION FOR TIX640 INFRARED CAMERA | 1249.99
CP-TIX640-2YX | 4682099 | 2 YEAR WARRANTY EXTENSION FOR TIX6400 INFRARED CAMERA | 2499.98
CP-TIX660-1YX | 4682086 | 1 YEAR WARRANTY EXTENSION FOR TIX660 INFRARED CAMERA | 1699.99
CP-TIX660-2YX | 4682073 | 2 YEAR WARRANTY EXTENSION FOR TIX660 INFRARED CAMERA | 3399.98
FLK-0.75X-WIDE-LENS | 4961174 | WIDE ANGLE INFRARED SMART LENS | 1099
FLK-2X- LENS | 4961163 | 2X TELEPHOTO INFRARED SMART LENS | 2199
FLK-3.8MM/1M PROBE | 4962690 | 3.8 MM SCOPE WITH A 1M PROBE, FORWARD VIEW CAMERA | 749.99
FLK-4X-LENS | 4961188 | 4X TELEPHOTO INFRARED SMART LENS | 4899
FLK-5.5MM/1M PROBE | 4962713 | 5.5MM SCOPE WITH A 1M PROBE, DUAL VIEW CAMERA | 539.99
FLK-5.5MM/3M SCOPE | 5167544 | 5.5MM, 3M, DUAL VIEW | 849.99
FLK-8.5MM/1.2M PROBE | 4962749 | 8.5MM SCOPE WITH A 1.2M PROBE, DUAL VIEW CAMERA | 439.99
FLK-8.5MM/1M UVPROBE | 4962751 | 8.5MM SCOPE WITH A 1M ULTRA VIOLET PROBE, DUAL VIEW CAMERA | 749.99
FLK-8.5MM/3M PROBE | 4962708 | 8.5MM SCOPE WITH A 3M PROBE, DUAL VIEW CAMERA | 699.99
FLK-9MM/20M PROBE | 4962760 | 9MM SCOPE WITH A 20M PROBE REEL, FORWARD VIEW CAMERA | 2149.99
FLK-DS NECK STRAP | 4962772 | DS 7XX NECKSTRAP | 59.99
FLK-DS701 | 4962652 | DIAGNOSTIC VIDEOSCOPE | 1899.99
FLK-DS703 FC | 4962665 | HIGH RESOLUTION DIAGNOSTIC VIDEOSCOPE | 2499.99
FLK-FC-SD 8GB | 4463628 | FLUKE CONNECT WIRELESS SD CARD | 109.99
FLK-LENS/25MAC2 | 4607064 | 25 MICRON MACRO IR LENS FOR TIX560, TIX520 | 4599.99
FLK-LENS/4XTELE2 | 4607058 | 4X TELEPHOTO IR LENS FOR TIX560, TIX520,TI400.TI300,TI200 | 6499.99
FLK-LENS/TELE2 | 4335350 | INFRARED TELEPHOTO LENS | 1349.99
FLK-LENS/WIDE2 | 4335361 | INFRARED WIDE ANGLE LENS | 1349.99
FLK-MACRO-LENS | 4961195 | MACRO INFRARED SMART LENS | 3299
FLK-PTI120 9HZ | 5074148 | 120X90 THERMAL IMAGER; BY2; 9 HZ | 999.99
FLK-RSE300 60HZ | 4944776 | FIXED MOUNT THERMAL IMAGER; GS1; 60 HZ | 12999
FLK-RSE600 60HZ | 4944826 | FIXED MOUNT THERMAL IMAGER; HS1; 60 HZ | 16999
FLK-RSE-MB | 4961344 | MOUNTING BASE | 129
FLK-RSE-RJ45-25 | 4961590 | ETHERNET CABLE OFFICE GRADE 25M (82FT) | 105
FLK-RSE-ST | 4973844 | STAND | 149
FLK-TI300+ 60HZ | 5127961 | THERMAL IMAGER; GS1; 60 HZ | 6999.99
FLK-TI401-PRO 60HZ | 5085041 | THERMAL IMAGER; HS1; 60 HZ | 8499.99
FLK-TI480-PRO 60HZ | 4947326 | THERMAL IMAGER; 640X480; 60 HZ | 10349.99
FLK-TI-BLUETOOTH | 4603258 | BLUETOOTH HEADSET, TI400/TI300/TI200, TIX520, TIX560 | 82.79
FLK-TI-EYEPIECE | 4917619 | EYEPIECE; TI-450; SR | 1019.99
FLK-TIS20+ 9HZ | 5124518 | THERMAL IMAGER; BY2; 9HZ | 1749.99
FLK-TIS20+ MAX 9HZ | 5206249 | THERMAL IMAGER; BY2; 9HZ | 1949.99
FLK-TIS55+ 27HZ | 5160004 | THERMAL IMAGER; FT1; 27 HZ | 3199.99
FLK-TIS60+ 30HZ | 5133399 | THERMAL IMAGER; GT1; 30 HZ | 3449.99
FLK-TIS75+ 27HZ | 5160043 | THERMAL IMAGER; GT1; 27 HZ | 4999.99
FLK-TIS-MSD | 4763275 | MINI SD CARD ACCESSORY | 89.99
FLK-TI-TRIPOD2 | 3996517 | TRIPOD MTG ACCESSORY/HOLDER, TI100-110-125 | 139.99
FLK-TI-TRIPOD3 | 4335389 | TRIPOD MTG ACCESSORY/HOLDER FOR TI200-TI300-TI400 | 109.99
FLK-TI-VISOR2 | 3996500 | VISOR FOR TI100, TI110, TI125, TIR110, AND TIR125 | 89.99
FLK-TI-VISOR3 | 4335377 | SUN VISOR FOR TI200-TI300-TI400 | 89.99
FLK-TIX501 60HZ | 5085119 | THERMAL IMAGER; HS1; 60 HZ | 14999.99
FLK-TIX580 60HZ | 4842073 | THERMAL IMAGER; 640X480; 60 HZ, SR | 17999.99
FLK-TIX5X-LENS CAP | 4550697 | LENS COVER FOR TIX520, TIX560 | 62.09
FLUKE-TIX5XX HAND | 4574703 | FLUKE-TIX5XX HANDSTRAP | 20.69
FLUKE-TIX5XX-HDMI | 4615511 | CABLE | 113.84
FLUKE-TIX5XX-NECK | 4574715 | FLUKE-TIX5XX-NECKSTRAP | 41.39
FLUKE-TIX5XX-SBP4 | 4597142 | FLUKE-TIX5XX SMART BATTERY PACK | 139.99
G2P-TI/R-105 | 4305424 | 2 YR GOLD CAREPLAN TI105, TIR105 | 619.98
G2P-TI/R-110 | 4305033 | GOLD CAREPLAN TI110, TIR110, 2 YR | 919.98
G2P-TI/R-125 | 4305103 | GOLD CAREPLAN TI125, TIR125, 2 YR | 1019.98
G2P-TI/R-27 | 4256479 | GOLD CAREPLAN TI27, TIR27, 2 YR | 1699.98
G2P-TI/R-29 | 4256576 | GOLD CAREPLAN TI29, TIR29, 2 YR | 1699.98
G2P-TI10/TIR | 4084743 | GOLD CAREPLAN TI10/TIR 2 YR | 1439.98
G2P-TI100 | 4304972 | G2P-TI100,GOLD CAREPLAN TI100 2 YR | 619.98
G2P-TI200 | 4381444 | GOLD CAREPLAN TI200, 2 YR | 1019.98
G2P-TI25/TIR1 | 4084755 | GOLD CAREPLAN TI25/TIR1 2 YR | 1839.98
G2P-TI300 | 4381459 | GOLD CAREPLAN TI300, 2 YR | 1239.98
G2P-TI32/TIR32 | 4084762 | GOLD CAREPLAN TI32/TIR32 2 YR | 1839.98
G2P-TI400 | 4381471 | GOLD CAREPLAN TI400, 2 YR | 1439.98
G2P-TI90-9HZ | 4571281 | GOLD CAREPLAN TI90, 2 YR | 199.98
G2P-TI95-9HZ | 4571308 | GOLD CAREPLAN TI95, 2 YR | 279.98
G2P-TIX520 | 4634913 | GOLD CAREPLAN TIX520, 2 YR | 1999.98
G2P-TIX560 | 4634908 | GOLD CAREPLAN TIX560, 2 YR | 2799.98
G3P-TI/R-105 | 4305436 | 3 YR GOLD CAREPLAN TI105, TIR105 | 929.97
G3P-TI/R-110 | 4305040 | GOLD CAREPLAN TI110, TIR110, 3 YR | 1229.97
G3P-TI/R-125 | 4305115 | GOLD CAREPLAN TI125, TIR125, 3 YR | 1529.97
G3P-TI/R-27 | 4256487 | GOLD CAREPLAN TI27, TIR27, 3 YR | 2549.97
G3P-TI/R-29 | 4256583 | GOLD CAREPLAN TI29, TIR29, 3 YR | 2549.97
G3P-TI10/TIR | 4084770 | GOLD CAREPLAN TI10/TIR 3 YR | 2159.97
G3P-TI100 | 4304985 | G3P-TI100GOLD CAREPLAN TI100 3 YR | 779.97
G3P-TI200 | 4381498 | GOLD CAREPLAN TI200, 3 YR | 1529.97
G3P-TI25/TIR1 | 4084781 | GOLD CAREPLAN TI25/TIR1 3 YR | 2759.97
G3P-TI300 | 4381500 | GOLD CAREPLAN TI300, 3 YR | 1859.97
G3P-TI32/TIR32 | 4084796 | GOLD CAREPLAN TI32/TIR32 3 YR | 2759.97
G3P-TI400 | 4381517 | GOLD CAREPLAN TI400, 3 YR | 2159.97
G3P-TI90-9HZ | 4571313 | GOLD CAREPLAN TI90, 3 YR | 299.97
G3P-TI95-9HZ | 4571324 | GOLD CAREPLAN TI95, 3 YR | 419.97
G3P-TIX520 | 4634949 | GOLD CAREPLAN TIX520, 3 YR | 2999.97
G3P-TIX560 | 4634936 | GOLD CAREPLAN TIX560, 3 YR | 4199.97
GCP-TI/R-105 | 4305413 | 1 YR GOLD CAREPLAN TI105, TIR105 | 359.99
GCP-TI/R-110 | 4180792 | GOLD CAREPLAN TI110, TIR110, 1 YR | 459.99
GCP-TI/R-125 | 4305126 | GOLD CAREPLAN TI125, TIR125, 1 YR | 619.99
GCP-TI/R-27 | 4256493 | GOLD CAREPLAN TI27, TIR27, 1 YR | 919.99
GCP-TI/R-29 | 4256590 | GOLD CAREPLAN TI29, TIR29, 1 YR | 919.99
GCP-TI10/TIR | 4084873 | GOLD CAREPLAN TI10/TIR 1 YR | 719.99
GCP-TI100 | 4180830 | GOLD CAREPLAN TI100, 1 YR | 309.99
GCP-TI200 | 4381403 | GOLD CAREPLAN TI200, 1 YR | 509.99
GCP-TI25/TIR1 | 4084886 | GOLD CAREPLAN TI25/TIR1 1 YR | 919.99
GCP-TI300 | 4381415 | GOLD CAREPLAN TI300, 1 YR | 619.99
GCP-TI32/TIR32 | 4084899 | GOLD CAREPLAN TI32/TIR32 1 YR | 1019.99
GCP-TI400 | 4381426 | GOLD CAREPLAN TI400, 1 YR | 719.99
GCP-TI90-9HZ | 4571262 | GOLD CAREPLAN TI90, 1 YR | 99.99
GCP-TI95-9HZ | 4571270 | GOLD CAREPLAN TI95, 1 YR | 139.99
GCP-TIX520 | 4634896 | GOLD CAREPLAN TIX520, 1 YR | 999.99
GCP-TIX560 | 4634881 | GOLD CAREPLAN TIX560, 1 YR | 1399.99
PMTI-SEM-A | 4759201 | PROACTIVE MAINTENANCE AND TI SEMINAR KIT | 109.99
S2P-TI/R-105 | 4305451 | 2 YR SILVER CAREPLAN TI105, TIR105 | 519.98
S2P-TI/R-110 | 4305057 | SILVER CAREPLAN TI110, TIR110, 2 YRI110 2 YR | 719.98
S2P-TI/R-125 | 4305132 | SILVER CAREPLAN TI125, TIR125, 2 YR | 819.98
S2P-TI/R-27 | 4256507 | SILVER CAREPLAN TI27, TIR27, 2 YR | 1239.98
S2P-TI/R-29 | 4256601 | SILVER CAREPLAN TI29, TIR29, 2 YR | 1239.98
S2P-TI10/TIR | 4085627 | SILVER CAREPLAN TI10/TIR 2 YR | 1239.98
S2P-TI100 | 4304997 | S2P-TI100, SILVER CAREPLAN TI100 2 YR | 519.98
S2P-TI200 | 4381574 | SILVER CAREPLAN TI200, 2 YR | 519.98
S2P-TI25/TIR1 | 4085630 | SILVER CAREPLAN TI25/TIR1 2 YR | 1439.98
S2P-TI300 | 4381588 | SILVER CAREPLAN TI300, 2 YR | 619.98
S2P-TI32/TIR32 | 4085648 | SILVER CAREPLAN TI32/TIR32 2 YR | 1439.98
S2P-TI400 | 4381595 | SILVER CAREPLAN TI400, 2 YR | 719.98
S2P-TI90-9HZ | 4571351 | SILVER CAREPLAN TI90, 2 YR | 99.98
S2P-TI95-9HZ | 4571360 | SILVER CAREPLAN TI95, 2 YR | 159.98
S2P-TIX520 | 4634985 | SILVER CAREPLAN TIX520, 2 YR | 999.98
S2P-TIX560 | 4634972 | SILVER CAREPLAN, TIX560, 2 YR | 1319.98
S3P-TI/R-105 | 4305460 | 3 YR SILVER CAREPLAN TI105, TIR105 | 779.97
S3P-TI/R-110 | 4305069 | SILVER CAREPLAN TI110, TIR110, 3 YR | 929.97
S3P-TI/R-125 | 4305144 | SILVER CAREPLAN TI125, TIR125, 3 YR | 1229.97
S3P-TI/R-27 | 4256529 | SILVER CAREPLAN TI27, TIR27, 3 YR | 1859.97
S3P-TI/R-29 | 4256612 | SILVER CAREPLAN TI29, TIR29, 3 YR | 1859.97
S3P-TI10/TIR | 4085653 | SILVER CAREPLAN TI10/TIR 3 YR | 1859.97
S3P-TI100 | 4305002 | S3P-TI100,SILVER CAREPLAN TI100 3 YR | 629.97
S3P-TI200 | 4381616 | SILVER CAREPLAN TI200, 3 YR | 779.97
S3P-TI25/TIR1 | 4085666 | SILVER CAREPLAN TI25/TIR1 3 YR | 2159.97
S3P-TI300 | 4381625 | SILVER CAREPLAN TI300, 3 YR | 929.97
S3P-TI32/TIR32 | 4085675 | SILVER CAREPLAN TI32/TIR32 3 YR | 2159.97
S3P-TI400 | 4381633 | SILVER CAREPLAN TI400, 3 YR | 1079.97
S3P-TI90-9HZ | 4571372 | SILVER CAREPLAN TI90, 3 YR | 149.97
S3P-TI95-9HZ | 4571385 | SILVER CAREPLAN TI95, 3 YR | 239.97
S3P-TIX520 | 4634960 | SILVER CAREPLAN TIX520, 3 YR | 1499.97
S3P-TIX560 | 4634951 | SILVER CAREPLAN, TIX560, 3 YR | 1979.97
SCP-TI/R-105 | 4305449 | 1 YR SILVER CAREPLAN TI105, TIR105 | 309.99
SCP-TI/R-110 | 4180809 | SILVER CAREPLAN TI110, TIR110, 1 YR | 359.99
SCP-TI/R-27 | 4256534 | SILVER CAREPLAN TI27, TIR27, 1 YR | 719.99
SCP-TI/R-29 | 4256620 | SILVER CAREPLAN TI29, TIR29, 1 YR | 719.99
SCP-TI100 | 4180848 | SILVER CAREPLAN TI100, 1 YR | 259.99
SCP-TI125 | 4305159 | SILVER CAREPLAN TI125, TIR125, 1 YR | 459.99
SCP-TI200 | 4381539 | SILVER CAREPLAN TI200, 1 YR | 259.99
SCP-TI25/TIR1 | 4086415 | SILVER CAREPLAN TI25/TIR1 1 YR | 849.99
SCP-TI300 | 4381542 | SILVER CAREPLAN TI300, 1 YR | 309.99
SCP-TI32/TIR32 | 4086426 | SILVER CAREPLAN TI32/TIR32 1 YR | 849.99
SCP-TI400 | 4381556 | SILVER CAREPLAN TI400, 1 YR | 359.99
SCP-TI95-9HZ | 4571349 | SILVER CAREPLAN TI95, 1 YR | 79.99
SCP-TIX520 | 4635002 | SILVER CAREPLAN TIX520, 1 YR | 499.99
SCP-TIX560 | 4634997 | SILVER CAREPLAN, TIX560, 1 YR | 659.99
TI20-RBP | 2577796 | RECHARGEABLE BATTERY PACK | 189.99
TI-CAR CHARGER | 3039779 | CAR CHARGER FOR TIR/TIR1/TI10/TI20/TI25 | 139.99

## BMS_RaySafe SVC Programs
Model # | Item # | Description | Quantity | US List Price | OFFERINGS FOR (DO NOT COPY THIS COLUMN ONTO THE REQUEST FORM):
EPSW-900A/650-2YR | 5266143 | PPD ESSENTIAL PLUS -2YR | 1 | 1050 | VT900A/VT650
EPSW-900A/650-2YR-A | 5270813 | PPD ESSENTIAL PLUS -2YR | 1 | 1515 | VT900A/VT650
EPSW-900A/650-3YR | 5270824 | PPD ESSENTIAL PLUS-3YR | 1 | 1440 | VT900A/VT650
EPSW-900A/650-3YR-A | 5270763 | PPD ESSENTIAL PLUS-3YR | 1 | 2260 | VT900A/VT650
EPSW-900A/650-5YR | 5266162 | PPD ESSENTIAL PLUS -5YR | 1 | 2400 | VT900A/VT650
EPSW-900A/650-5YR-A | 5270836 | PPD ESSENTIAL PLUS -5YR | 1 | 3870 | VT900A/VT650
EPSW-DPM-2YR | 5266445 | PPD ESSENTIAL PLUS -2YR | 1 | 480 | DPM-ALL MODELS
EPSW-DPM-2YR-BA | 5271039 | PPD ESSENTIAL PLUS -2YR | 1 | 865 | DPM-ALL MODELS
EPSW-DPM-3YR | 5266450 | PPD ESSENTIAL PLUS-3YR | 1 | 720 | DPM-ALL MODELS
EPSW-DPM-3YR-BA | 5271042 | PPD ESSENTIAL PLUS-3YR | 1 | 1055 | DPM-ALL MODELS
EPSW-DPM-5YR | 5266461 | PPD ESSENTIAL PLUS -5YR | 1 | 1200 | DPM-ALL MODELS
EPSW-DPM-5YR-BA | 5271056 | PPD ESSENTIAL PLUS -5YR | 1 | 2185 | DPM-ALL MODELS
EPSW-ESA-2YR | 5265427 | PPD ESSENTIAL PLUS -2YR | 1 | 800 | ESA-612,614,615,620
EPSW-ESA-2YR-ACC | 5270116 | PPD ESSENTIAL PLUS -2YR | 1 | 1440 | ESA-612,614,615,620
EPSW-ESA-3YR | 5265430 | PPD ESSENTIAL PLUS-3YR | 1 | 1240 | ESA-612,614,615,620
EPSW-ESA-3YR-ACC | 5270125 | PPD ESSENTIAL PLUS-3YR | 1 | 2200 | ESA-612,614,615,620
EPSW-ESA-5YR | 5265448 | PPD ESSENTIAL PLUS -5YR | 1 | 2060 | ESA-612,614,615,620
EPSW-ESA-5YR-ACC | 5270133 | PPD ESSENTIAL PLUS -5YR | 1 | 3625 | ESA-612,614,615,620
EPSW-ESA609-2YR | 5265600 | PPD ESSENTIAL PLUS -2YR | 1 | 460 | ESA609
EPSW-ESA609-2YR-ACC | 5270290 | PPD ESSENTIAL PLUS -2YR | 1 | 815 | ESA609
EPSW-ESA609-3YR | 5265617 | PPD ESSENTIAL PLUS-3YR | 1 | 705 | ESA609
EPSW-ESA609-3YR-ACC | 5270309 | PPD ESSENTIAL PLUS-3YR | 1 | 1250 | ESA609
EPSW-ESA609-5YR | 5265621 | PPD ESSENTIAL PLUS -5YR | 1 | 1170 | ESA609
EPSW-ESA609-5YR-ACC | 5270311 | PPD ESSENTIAL PLUS -5YR | 1 | 2045 | ESA609
EPSW-IMPULSE-2YR | 5302652 | PPD ESSENTIAL PLUS -2YR | 1 | 930 | IMPULSE 6000/7000
EPSW-IMPULSE-2YR-ACC | 5302713 | PPD ESSENTIAL PLUS -2YR | 1 | 1235 | IMPULSE 6000/7000
EPSW-IMPULSE-3YR | 5302665 | PPD ESSENTIAL PLUS-3YR | 1 | 1435 | IMPULSE 6000/7000
EPSW-IMPULSE-3YR-ACC | 5302724 | PPD ESSENTIAL PLUS-3YR | 1 | 1890 | IMPULSE 6000/7000
EPSW-IMPULSE-5YR | 5302676 | PPD ESSENTIAL PLUS -5YR | 1 | 2385 | IMPULSE 6000/7000
EPSW-IMPULSE-5YR-ACC | 5302736 | PPD ESSENTIAL PLUS -5YR | 1 | 3115 | IMPULSE 6000/7000
EPSW-PROSIM 2/3-2YR | 5265961 | PPD ESSENTIAL PLUS -2YR | 1 | 425 | PROSIM 2 AND 3
EPSW-PROSIM 2/3-3YR | 5265977 | PPD ESSENTIAL PLUS-3YR | 1 | 625 | PROSIM 2 AND 3
EPSW-PROSIM 2/3-5YR | 5265989 | PPD ESSENTIAL PLUS -5YR | 1 | 1050 | PROSIM 2 AND 3
EPSW-PROSIM 4-2YR | 5265844 | PPD ESSENTIAL PLUS -2YR | 1 | 700 | PROSIM 4
EPSW-PROSIM 4-3YR | 5265859 | PPD ESSENTIAL PLUS-3YR | 1 | 1090 | PROSIM 4
EPSW-PROSIM 4-5YR | 5265867 | PPD ESSENTIAL PLUS -5YR | 1 | 1830 | PROSIM 4
EPSW-PS 2/3-2YR-ACC | 5270646 | PPD ESSENTIAL PLUS -2YR | 1 | 840 | PROSIM 2 AND 3
EPSW-PS 2/3-3YR | 5270654 | PPD ESSENTIAL PLUS-3YR | 1 | 1090 | PROSIM 2 AND 3
EPSW-PS 2/3-5YR-ACC | 5270668 | PPD ESSENTIAL PLUS -5YR | 1 | 1700 | PROSIM 2 AND 3
EPSW-PS4-2YR-ACC | 5270538 | PPD ESSENTIAL PLUS -2YR | 1 | 1260 | PROSIM 4
EPSW-PS4-3YR-ACC | 5270545 | PPD ESSENTIAL PLUS-3YR | 1 | 1875 | PROSIM 4
EPSW-PS4-5YR-ACC | 5270550 | PPD ESSENTIAL PLUS -5YR | 1 | 3210 | PROSIM 4
EPSW-PS8-2YR | 5265729 | PPD ESSENTIAL PLUS -2YR | 1 | 1000 | PROSIM 8 (INCLUDES SPOT)
EPSW-PS8-2YR-ACC | 5270412 | PPD ESSENTIAL PLUS -2YR | 1 | 1831 | PROSIM 8 (INCLUDES SPOT)
EPSW-PS8-3YR | 5265734 | PPD ESSENTIAL PLUS-3YR | 1 | 1794 | PROSIM 8 (INCLUDES SPOT)
EPSW-PS8-3YR-ACC | 5270420 | PPD ESSENTIAL PLUS-3YR | 1 | 2805 | PROSIM 8 (INCLUDES SPOT)
EPSW-PS8-5YR | 5265741 | PPD ESSENTIAL PLUS -5YR | 1 | 2981 | PROSIM 8 (INCLUDES SPOT)
EPSW-PS8-5YR-ACC | 5270435 | PPD ESSENTIAL PLUS -5YR | 1 | 4638 | PROSIM 8 (INCLUDES SPOT)
EPSW-QA-ESII-2YR | 5302772 | PPD ESSENTIAL PLUS -2YR | 1 | 895 | QA-ES
EPSW-QA-ESII-2YR-ACC | 5302831 | PPD ESSENTIAL PLUS -2YR | 1 | 1285 | QA-ES
EPSW-QA-ESII-3YR | 5302785 | PPD ESSENTIAL PLUS-3YR | 1 | 1410 | QA-ES
EPSW-QA-ESII-3YR-ACC | 5302846 | PPD ESSENTIAL PLUS-3YR | 1 | 1985 | QA-ES
EPSW-QA-ESII-5YR | 5302797 | PPD ESSENTIAL PLUS -5YR | 1 | 2370 | QA-ES
EPSW-QA-ESII-5YR-ACC | 5302854 | PPD ESSENTIAL PLUS -5YR | 1 | 3300 | QA-ES
EPSW-SPOTLIGHT-2YR | 5266029 | PPD ESSENTIAL PLUS -2YR | 1 | 700 | SPOT LIGHT
EPSW-SPOTLIGHT-3YR | 5266034 | PPD ESSENTIAL PLUS-3YR | 1 | 1065 | SPOT LIGHT
EPSW-SPOTLIGHT-5YR | 5266041 | PPD ESSENTIAL PLUS -5YR | 1 | 1750 | SPOT LIGHT
EPSW-SPTLGHT-2YR-BA | 5270473 | PPD ESSENTIAL PLUS -2YR | 1 | 875 | SPOT LIGHT
EPSW-SPTLGHT-3YR-BA | 5270700 | PPD ESSENTIAL PLUS-3YR | 1 | 1330 | SPOT LIGHT
EPSW-SPTLGHT-5YR-BA | 5270499 | PPD ESSENTIAL PLUS -5YR | 1 | 2185 | SPOT LIGHT
ES0-ESA-2YR-ACC | 5270157 | PPD ESSENTIAL SVC OPT-2YR | 1 | 1200 | ESA-612,614,615,620
ES0-ESA-3YR-ACC | 5270169 | PPD ESSENTIAL SVC OPT-3YR | 1 | 1800 | ESA-612,614,615,620
ES0-ESA-5YR-ACC | 5270140 | PPD ESSENTIAL SVC OPT-5YR | 1 | 2835 | ESA-612,614,615,620
ESO-900/650-5YR | 5266170 | PPD ESSENTIAL SVC OPT-5YR | 1 | 2155 | VT900A/VT650
ESO-900/650-5YR-AC | 5270849 | PPD ESSENTIAL SVC OPT-5YR | 1 | 2950 | VT900A/VT650
ESO-900A/650-2YR | 5266181 | PPD ESSENTIAL SVC OPT-2YR | 1 | 950 | VT900A/VT650
ESO-900A/650-2YR-AC | 5270851 | PPD ESSENTIAL SVC OPT-2YR | 1 | 1225 | VT900A/VT650
ESO-900A/650-3YR | 5266196 | PPD ESSENTIAL SVC OPT-3YR | 1 | 1325 | VT900A/VT650
ESO-900A/650-3YR-AC | 5271470 | PPD ESSENTIAL SVC OPT-3YR | 1 | 1750 | VT900A/VT650
ESO-DPM-2YR | 5266489 | PPD ESSENTIAL SVC OPT-2YR | 1 | 475 | DPM-ALL MODELS
ESO-DPM-2YR-B/A | 5271130 | PPD ESSENTIAL SVC OPT-2YR | 1 | 675 | DPM-ALL MODELS
ESO-DPM-3YR | 5266492 | PPD ESSENTIAL SVC OPT-3YR | 1 | 695 | DPM-ALL MODELS
ESO-DPM-3YR-B/A | 5271148 | PPD ESSENTIAL SVC OPT-3YR | 1 | 990 | DPM-ALL MODELS
ESO-DPM-5YR | 5266477 | PPD ESSENTIAL SVC OPT-5YR | 1 | 1135 | DPM-ALL MODELS
ESO-DPM-5YR-B/A | 5271127 | PPD ESSENTIAL SVC OPT-5YR | 1 | 1655 | DPM-ALL MODELS
ESO-ESA-2YR | 5265466 | PPD ESSENTIAL SVC OPT-2YR | 1 | 785 | ESA-612,614,615,620
ESO-ESA-3YR | 5265475 | PPD ESSENTIAL SVC OPT-3YR | 1 | 1150 | ESA-612,614,615,620
ESO-ESA-5YR | 5265453 | PPD ESSENTIAL SVC OPT-5YR | 1 | 1930 | ESA-612,614,615,620
ESO-ESA609-2YR | 5265642 | PPD ESSENTIAL SVC OPT-2YR | 1 | 445 | ESA-609
ESO-ESA609-2YR-ACC | 5270330 | PPD ESSENTIAL SVC OPT-2YR | 1 | 700 | ESA-609
ESO-ESA609-3YR | 5265656 | PPD ESSENTIAL SVC OPT-3YR | 1 | 650 | ESA-609
ESO-ESA609-3YR-ACC | 5270348 | PPD ESSENTIAL SVC OPT-3YR | 1 | 1000 | ESA-609
ESO-ESA609-5YR | 5265639 | PPD ESSENTIAL SVC OPT-5YR | 1 | 1200 | ESA-609
ESO-ESA609-5YR-ACC | 5270327 | PPD ESSENTIAL SVC OPT-5YR | 1 | 1635 | ESA-609
ESO-IMPULSE 2YR | 5302629 | PPD ESSENTIAL SVC OPT-2YR | 1 | 730 | IMPULSE 6000/7000
ESO-IMPULSE 3YR | 5302634 | PPD ESSENTIAL SVC OPT-3YR | 1 | 1070 | IMPULSE 6000/7000
ESO-IMPULSE 5YR | 5302641 | PPD ESSENTIAL SVC OPT-5YR | 1 | 1740 | IMPULSE 6000/7000
ESO-IMPULSE-2YR-ACC | 5302683 | PPD ESSENTIAL SVC OPT-2YR | 1 | 1210 | IMPULSE 6000/7000
ESO-IMPULSE-3YR-ACC | 5302690 | PPD ESSENTIAL SVC OPT-3YR | 1 | 1450 | IMPULSE 6000/7000
ESO-IMPULSE-5YR-ACC | 5302708 | PPD ESSENTIAL SVC OPT-5YR | 1 | 2400 | IMPULSE 6000/7000
ESO-PROSIM 2/3-2YR | 5266007 | PPD ESSENTIAL SVC OPT-2YR | 1 | 400 | PROSIM 2 AND 3
ESO-PROSIM 2/3-3YR | 5266018 | PPD ESSENTIAL SVC OPT-3YR | 1 | 620 | PROSIM 2 AND 3
ESO-PROSIM 2/3-5YR | 5265992 | PPD ESSENTIAL SVC OPT-5YR | 1 | 1110 | PROSIM 2 AND 3
ESO-PROSIM 4 2YR | 5265880 | PPD ESSENTIAL SVC OPT-2YR | 1 | 685 | PROSIM 4
ESO-PROSIM 4 3YR | 5265898 | PPD ESSENTIAL SVC OPT-3YR | 1 | 1005 | PROSIM 4
ESO-PROSIM 4 5YR | 5265871 | PPD ESSENTIAL SVC OPT-5YR | 1 | 1680 | PROSIM 4
ESO-PROSIM 4 2YR-ACC | 5270577 | PPD ESSENTIAL SVC OPT-2YR | 1 | 1060 | PROSIM 4
ESO-PROSIM 4 3YR-ACC | 5270589 | PPD ESSENTIAL SVC OPT-3YR | 1 | 1525 | PROSIM 4
ESO-PROSIM 4 5YR-ACC | 5270561 | PPD ESSENTIAL SVC OPT-5YR | 1 | 2415 | PROSIM 4
ESO-PROSIM8--2YR | 5265765 | PPD ESSENTIAL SVC OPT-2YR | 1 | 1128 | PROSIM 8 (INCLUDES SPOT)
ESO-PROSIM8-3YR | 5265776 | PPD ESSENTIAL SVC OPT-3YR | 1 | 1400 | PROSIM 8 (INCLUDES SPOT)
ESO-PROSIM8--5YR | 5265752 | PPD ESSENTIAL SVC OPT-5YR | 1 | 2270 | PROSIM 8 (INCLUDES SPOT)
ESO-PS 2/3-2YR-ACC | 5270687 | PPD ESSENTIAL SVC OPT-2YR | 1 | 600 | PROSIME 2 AND 3
ESO-PS 2/3-3YR-ACC | 5271455 | PPD ESSENTIAL SVC OPT-3YR | 1 | 915 | PROSIME 2 AND 3
ESO-PS 2/3-5YR-ACC | 5270679 | PPD ESSENTIAL SVC OPT-5YR | 1 | 1480 | PROSIME 2 AND 3
ESO-PS8-2YR-ACC | 5270458 | PPD ESSENTIAL SVC OPT-2YR | 1 | 1525 | PROSIM 8 (INCLUDES SPOT)
ESO-PS8-3YR-ACC | 5270464 | PPD ESSENTIAL SVC OPT-3YR | 1 | 1910 | PROSIM 8 (INCLUDES SPOT)
ESO-PS8-5YR-ACC | 5270447 | PPD ESSENTIAL SVC OPT-5YR | 1 | 3120 | PROSIM 8 (INCLUDES SPOT)
ESO-QA-ESII-2YR | 5302749 | PPD ESSENTIAL SVC OPT-2YR | 1 | 700 | QA-ES
ESO-QA-ESII-2YR-ACC | 5302805 | PPD ESSENTIAL SVC OPT-2YR | 1 | 1040 | QA-ES
ESO-QA-ESII-3YR | 5302751 | PPD ESSENTIAL SVC OPT-3YR | 1 | 1025 | QA-ES
ESO-QA-ESII-3YR-ACC | 5302810 | PPD ESSENTIAL SVC OPT-3YR | 1 | 1510 | QA-ES
ESO-QA-ESII-5YR | 5302760 | PPD ESSENTIAL SVC OPT-5YR | 1 | 1725 | QA-ES
ESO-QA-ESII-5YR-ACC | 5302822 | PPD ESSENTIAL SVC OPT-5YR | 1 | 2460 | QA-ES
ESO-SPOTLGHT2YR-BA | 5270739 | PPD ESSENTIAL SVC OPT-2YR | 1 | 1020 | SPOT LIGHT
ESO-SPOTLGHT-3YR-BA | 5270742 | PPD ESSENTIAL SVC OPT-3YR | 1 | 1470 | SPOT LIGHT
ESO-SPOTLIGHT-2YR | 5266065 | PPD ESSENTIAL SVC OPT-2YR | 1 | 710 | SPOT LIGHT
ESO-SPOTLIGHT-3YR | 5266076 | PPD ESSENTIAL SVC OPT-3YR | 1 | 1000 | SPOT LIGHT
ESO-SPOTLIGHT-5YR | 5266052 | PPD ESSENTIAL SVC OPT-5YR | 1 | 1675 | SPOT LIGHT
ESO-SPTLGHT-5YR-BA | 5270721 | PPD ESSENTIAL SVC OPT-5YR | 1 | 2390 | SPOT LIGHT
1914541 | 5078732 | RAYSAFE SERVICE PROGRAM PREPAID - X2 MAM DOSE, 2 YR CYCLE | 1 | 435
1914536 | 5078672 | RAYSAFE SERVICE PROGRAM PREPAID - X2 CT | 1 | 243
1914542 | 5078744 | RAYSAFE SERVICE PROGRAM PREPAID - X2 CT, 2 YR CYCLE | 1 | 305
1914545 | 5078771 | RAYSAFE SERVICE PROGRAM PREPAID - X2 DENT | 1 | 562
1914546 | 5078406 | RAYSAFE SERVICE PROGRAM PREPAID - X2 DENT, 2 YR CYCLE | 1 | 775
1914537 | 5078697 | RAYSAFE SERVICE PROGRAM PREPAID - X2 LIGHT | 1 | 243
1914543 | 5078759 | RAYSAFE SERVICE PROGRAM PREPAID - X2 LIGHT, 2 YR CYCLE | 1 | 305
1914534 | 5078651 | RAYSAFE SERVICE PROGRAM PREPAID - X2 MAM | 1 | 469
1914535 | 5078660 | RAYSAFE SERVICE PROGRAM PREPAID - X2 MAM DOSE | 1 | 330
1914540 | 5078726 | RAYSAFE SERVICE PROGRAM PREPAID - X2 MAM, 2 YR CYCLE | 1 | 630
1914533 | 5078649 | RAYSAFE SERVICE PROGRAM PREPAID - X2 R/F | 1 | 649
1914539 | 5078715 | RAYSAFE SERVICE PROGRAM PREPAID - X2 R/F, 2 YR CYCLE | 1 | 865
1914538 | 5078703 | RAYSAFE SERVICE PROGRAM PREPAID - X2 SURVEY | 1 | 243
1914544 | 5078767 | RAYSAFE SERVICE PROGRAM PREPAID - X2 SURVEY, 2 YR CYCLE | 1 | 305
1914549 | 5258871 | RAYSAFE SERVICE PROGRAM PREPAID - X2 VOLT | 1 | 200
1914550 | 5258880 | RAYSAFE SERVICE PROGRAM PREPAID - X2 VOLT, 2 YR CYCLE | 1 | 270
1915150 | 5258898 | 452 AIR KERMA SERVICE PROGRAM PREPAID | 1 | 387
1915151 | 5258906 | 452 AMBIENT SERVICE PROGRAM PREPAID | 1 | 387
1915152 | 5258914 | 452 FULL VERSION SERVICE PROGRAM PREPAID | 1 | 438
1914529 | 5078608 | RAYSAFE SERVICE PROGRAM PREPAID - THINX INTRA | 1 | 376
1914530 | 5078613 | RAYSAFE SERVICE PROGRAM PREPAID - THINX RAD | 1 | 449
1914532 | 5078636 | RAYSAFE SERVICE PROGRAM PREPAID - THINX RAD DOSE | 1 | 346
1914531 | 5078624 | RAYSAFE SERVICE PROGRAM PREPAID - THINX RAD KVP | 1 | 289

## Drop down data (hidden)
Drop Dn Menu
INDUSTRY | COMPETITOR | SALES TERRITORY | REP TERRITORY | SALES STAGE | CARE PLAN REMOVAL CODES
CONFIRM QUALIFICATION 10%
BMS ISOs | BC GROUP | CENTRAL |  | IDENTIFY & ACCEPT NEEDS 30% | Budget
Cancer Treatment Center | CLINICAL DYNAMICS | EAST | ANNAMARIE ESPOSITO | PRESENTING & ACCEPTING VALUE SOLUTION 50% | Other calibration source
Chiropractic Centers | DATREND | US GOVERNMENT | BRENT HALL | CONFIRM SPECIFIC PRICE & BUDGET 70% | Unknown
Dental Offices | FBC | WEST | BRAD WILSON
Distributors | GAMMAX |  | BIOSENSE
DOE - National Laboratories | IBA |  | CINDY ROSCOW
Federal government agencies | IMT |  | FOBI
Govt / Military Medical Centers/hospitals (VA hospitals) | LUDLUM | RELATIONSHIP TYPE | FOBI-Louisiana
Hospital | NETECH | PROSPECT | FOBI-Oklahoma
Independent ISO | NONE | END USER | FOBI-Texas
Medical Center | PRONK | KEY MARKET INFLUENCER | INTERMOUNTAIN MEDICAL
Medical device mfg | PTW | DISTRIBUTOR | JAMES MACINNIS
Military | RADCAL | REPRESENTATIVE | JAMES SANDOVAL
Nursing Homes & Facilities | RIGEL | FLUKE EMPLOYEE | JON SHORT
Physics Organization | RTI | REGISTERED CONTACT | JUSTIN ROSS
Radiation Generating OEM - Large | SPECTRUM TECHNOLOGIES |  | KATHY ROSEMAN
Radiation Generating OEM - Small | SUN NUCLEAR |  | LEE WILES
Schools for medical, dental, chiro, vet and Nursing |  |  | LES WANNALL
State and local government |  |  | LUCIANA ROSSI
TSA (Transportation Security Administration) |  |  | MEDICAL HORIZONS
Utilites |  |  | MEDICAL MARKETING
Universities and Colleges |  |  | MONTROSE MEDICAL
Veterinary Office |  |  | NOAH KRATZER | CARE PLAN CHOICE
OEM MEDICAL SOLUTIONS
SHIP SET |  |  | PATRICK PRZYBYLA | 3 YEAR - GOLD
Complete |  |  | PRISCILLA MILES | 1 YEAR - GOLD
Partial |  |  | QUINNTEK | 3 YEAR - SILVER
|  |  | SOUTHEASTERN BIOMEDICAL | 1 YEAR - SILVER
STEVE MAPLES
TAMI KINDLE
TECHNICAL LIFE CARE - NORTH
TECHNICAL LIFE CARE - WEST
TECHNICAL LIFE CARE - CENTRAL
TED HONEYWELL
TIM KOES
IN FORECAST
YES
NO
Count as Revenue
YES
NO